## LICENSE
This work is licensed under the Creative Commons Attribution-ShareAlike 4.0 International Public License.

## spatial
Source | own assumption | flexmex | flexmex | flexmex | flexmex | flexmex | flexmex | flexmex | flexmex | flexmex | (Kind of) incidence matrix
Description | maximum ntc | distance between geographic centers | transmission losses in percent per 100 kilometers | overnight investment costs in Euro per km per MW | Annual fixed costs in Euro per MW per km per year | Variable om costs |  | technical lifetime | interest rate | historical NTCs
Notes |  |  | only applies to cross-border transmission |  | values given as percentage of oc
Unit | [MW] | [km] | [%/100km] | [EUR/(MW*km)] | [EUR/(MW*km)/a] | [EUR/MWh] | [a] | [a] | [%] | [MW]
link | max_installable | distance | loss_transmission | overnight_costs | fixed_costs | variable_om | recovery_period | lifetime | interest_rate | fixed_capacities_ntc |  | DE | AT | BE | CH | CZ | DK | FR | IT | LU | NL | PL
AT_CH | 10000 | 340 | 0 | 326 | 6.194 | 0 | 40 | 40 | 0.07 | 1700 | AT_CH | bar: AT; CH
AT_CZ | 10000 | 248 | 0 | 326 | 6.194 | 0 | 40 | 40 | 0.07 | 1200 | AT_CZ | bar: AT; CZ
AT_IT | 10000 | 546 | 0 | 326 | 6.194 | 0 | 40 | 40 | 0.07 | 1655 | AT_IT | bar: AT; IT
BE_FR | 10000 | 469 | 0 | 326 | 6.194 | 0 | 40 | 40 | 0.07 | 4300 | BE_FR | bar: BE; FR
BE_LU | 10000 | 125 | 0 | 326 | 6.194 | 0 | 40 | 40 | 0.07 | 1080 | BE_LU | bar: BE; LU
BE_NL | 10000 | 188 | 0 | 326 | 6.194 | 0 | 40 | 40 | 0.07 | 2400 | BE_NL | bar: BE; NL
CH_FR | 10000 | 318 | 0 | 326 | 6.194 | 0 | 40 | 40 | 0.07 | 3700 | CH_FR | bar: CH; FR
CH_IT | 10000 | 496 | 0 | 326 | 6.194 | 0 | 40 | 40 | 0.07 | 6240 | CH_IT | bar: CH; IT
CZ_PL | 10000 | 349 | 0 | 326 | 6.194 | 0 | 40 | 40 | 0.07 | 600 | CZ_PL | bar: CZ; PL
DE_AT | 10000 | 444 | 0 | 326 | 6.194 | 0 | 40 | 40 | 0.07 | 7500 | DE_AT | bar: DE to AT
DE_BE | 10000 | 323 | 0 | 326 | 6.194 | 0 | 40 | 40 | 0.07 | 1000 | DE_BE | bar: DE; BE
DE_CH | 10000 | 494 | 0 | 326 | 6.194 | 0 | 40 | 40 | 0.07 | 4700 | DE_CH | bar: DE; CH
DE_CZ | 10000 | 314 | 0 | 326 | 6.194 | 0 | 40 | 40 | 0.07 | 2600 | DE_CZ | bar: DE; CZ
DE_DK | 10000 | 540 | 0 | 326 | 6.194 | 0 | 40 | 40 | 0.07 | 4000 | DE_DK | bar: DE; DK
DE_FR | 10000 | 669 | 0 | 326 | 6.194 | 0 | 40 | 40 | 0.07 | 4800 | DE_FR | bar: DE; FR
DE_LU | 10000 | 282 | 0 | 326 | 6.194 | 0 | 40 | 40 | 0.07 | 2300 | DE_LU | bar: DE; LU
DE_NL | 10000 | 297 | 0 | 326 | 6.194 | 0 | 40 | 40 | 0.07 | 5000 | DE_NL | bar: DE; NL
DE_PL | 10000 | 514 | 0 | 326 | 6.194 | 0 | 40 | 40 | 0.07 | 3000 | DE_PL | bar: DE; PL
DK_NL | 10000 | 481 | 0 | 326 | 6.194 | 0 | 40 | 40 | 0.07 | 700 | DK_NL | bar: DK; NL
FR_IT | 10000 | 676 | 0 | 326 | 6.194 | 0 | 40 | 40 | 0.07 | 4350 | FR_IT | bar: FR to IT
FR_LU | 10000 | 408 | 0 | 326 | 6.194 | 0 | 40 | 40 | 0.07 | 380 | FR_LU | bar: FR; LU

## Technologies
Source: |  |  |  | Schröder et al. (2013) | Kunz et al. (2017) | Schröder et al. (2013) | Schröder et al. (2013) | Schröder et al. (2013) | Own assumptions | Schröder et al. (2013) | BMWi AfA-tables: http://www.bundesfinanzministerium.de/Content/DE/Standardartikel/Themen/Steuern/Weitere_Steuerthemen/Betriebspruefung/AfA-Tabellen/1995-01-24-afa-24.pdf?__blob=publicationFile&v=1 | Own assumptions | Own assumptions | Own assumptions | Own assumptions | Own assumptions | VDE (2012a) | dena(2012), DLR et al. (2012), own assumption | Own assumptions | Own assumptions | Own assumptions
Description: | Generation technology | Generation type (renewable, conventional) | Generation type (dispatchable, non-dispatchable) | (Thermal) efficiency | Carbon content of fossil fuels | Annual fixed cost per MW | OM per MWh | Overnight investment costs per MW | Time-constant availability | Technical Lifetime | Investment recovery period from business perspective | Interest rate for calculating investment annuities | Maximum possible investment | Maximum yearly energy | Load change costs for changing generation upward | Load change costs for changing generation downward | Flexibility of changing load level | Fuel costs | CO2 price | Curtailment costs | Fixed exogenous capacities for model application
Unit: |  |  |  | [%] | [t/MWh_th] | [EUR/MW] | [EUR/MWh] | [EUR/MW] | [%] | [a] | [a] | [%] | [MW] | [MWh/a] | [EUR/MW] | [EUR/MW] | [% of installed capacity/min] | [EUR/MWh_th] | [EUR/t] | [EUR/MWh] | [MW]
Node | Technology | type | dispatchable | eta_con | carbon_content | fixed_costs | variable_om | oc | availability | lifetime | recovery_period | interest_rate | max_installable | max_energy | load change costs up | load change costs down | load change flexibility | fuel costs | CO2_price | curtailment_costs | fixed_capacities
DE | ror | res | nondis | 0.9 | 0 | 30000 | 0 | 3000000 | 1 | 50 |  | 0.04 | 5857 | 8760000000 |  |  | 0 | 0 | 0 | 0 | 5857.4674
DE | nuc | con | dis | 0.343 | 0 | 30000 | 0 | 6000000 | 0.912 | 40 |  | 0.04 |  |  | 2.29 | 2.29 | 0.04 | 1.656 | 0 | 0 | 0
DE | lig | con | dis | 0.38 | 0.399 | 30000 | 0 | 1500000 | 0.953 | 35 |  | 0.04 | 14928 | 8760000000 | 2.29 | 2.29 | 0.04 | 3.96 | 33.33 | 0 | 14928.4208
DE | hc | con | dis | 0.43 | 0.337 | 30000 | 0 | 1300000 | 0.955 | 35 |  | 0.04 | 21846 | 8760000000 | 1.3797 | 1.3797 | 0.06 | 10.08 | 33.33 | 0 | 21846.4694
DE | CCGT | con | dis | 0.542 | 0.201 | 20000 | 0 | 800000 | 0.96 | 25 |  | 0.04 | 1000000 | 8760000000 | 0.26475 | 0.26475 | 0.08 | 26.028 | 33.33 | 0 | 13488.992
DE | OCGT | con | dis | 0.4 | 0.201 | 15000 | 0 | 400000 | 0.948 | 25 |  | 0.04 | 1000000 | 8760000000 | 0.69894 | 0.69894 | 0.15 | 26.028 | 33.33 | 0 | 13488.992
DE | oil | con | dis | 0.35 | 0.266 | 6960 | 0 | 400000 | 0.9 | 25 |  | 0.04 | 1000000 | 8760000000 | 0.69894 | 0.69894 | 0.15 | 41.652 | 33.33 | 0 | 1248.113
DE | other | con | dis | 0.35 | 0.35 | 30000 | 0 | 1500000 | 0.9 | 30 |  | 0.04 | 1000000 | 8760000000 | 0.69894 | 0.69894 | 0.04 | 18.054 | 33.33 | 0 | 171.0543
DE | bio | res | dis | 0.487 | 0 | 100000 | 0 | 1951000 | 1 | 30 |  | 0.04 | 1000000 | 53399955.02 | 0.26475 | 0.26475 | 0.15 | 10 | 0 | 0 | 6894.2928
DE | wind_on | res | nondis | 1 | 0 | 35000 | 0 | 1182000 | 1 | 25 |  | 0.04 | 1000000 | 53399955.02 |  |  |  | 0 | 0 | 0 | 55282.4812
DE | wind_off | res | nondis | 1 | 0 | 100000 | 0 | 3934571.4286 | 1 | 25 |  | 0.04 | 1000000 | 53399955.02 |  |  |  | 0 | 0 | 0 | 11931.4708
DE | pv | res | nondis | 1 | 0 | 25000 | 0 | 600000 | 1 | 25 |  | 0.04 | 1000000 | 53399955.02 |  |  |  | 0 | 0 |  | 63959.3253
AT | ror | res | nondis | 0.9 | 0 | 30000 | 0 | 3000000 | 1 | 50 |  | 0.04 | 1000000 | 8760000000 |  |  | 0 | 0 | 0 | 0 | 5857.4674
AT | nuc | con | dis | 0.343 | 0 | 30000 | 0 | 6000000 | 0.912 | 40 |  | 0.04 |  |  | 2.29 | 2.29 | 0.04 | 1.656 | 0 | 0 | 0
AT | lig | con | dis | 0.38 | 0.399 | 30000 | 0 | 1500000 | 0.953 | 35 |  | 0.04 | 1000000 | 8760000000 | 2.29 | 2.29 | 0.04 | 3.96 | 33.33 | 0 | 14928.4208
AT | hc | con | dis | 0.43 | 0.337 | 30000 | 0 | 1300000 | 0.955 | 35 |  | 0.04 | 1000000 | 8760000000 | 1.3797 | 1.3797 | 0.06 | 10.08 | 33.33 | 0 | 21846.4694
AT | CCGT | con | dis | 0.542 | 0.201 | 20000 | 0 | 800000 | 0.96 | 25 |  | 0.04 | 1000000 | 8760000000 | 0.26475 | 0.26475 | 0.08 | 26.028 | 33.33 | 0 | 13488.992
AT | OCGT | con | dis | 0.4 | 0.201 | 15000 | 0 | 400000 | 0.948 | 25 |  | 0.04 | 1000000 | 8760000000 | 0.69894 | 0.69894 | 0.15 | 26.028 | 33.33 | 0 | 13488.992
AT | oil | con | dis | 0.35 | 0.266 | 6960 | 0 | 400000 | 0.9 | 25 |  | 0.04 | 1000000 | 8760000000 | 0.69894 | 0.69894 | 0.15 | 41.652 | 33.33 | 0 | 1248.113
AT | other | con | dis | 0.35 | 0.35 | 30000 | 0 | 1500000 | 0.9 | 30 |  | 0.04 | 1000000 | 8760000000 | 0.69894 | 0.69894 | 0.04 | 18.054 | 33.33 | 0 | 171.0543
AT | bio | res | dis | 0.487 | 0 | 100000 | 0 | 1951000 | 1 | 30 |  | 0.04 | 1000000 | 53399955.02 | 0.26475 | 0.26475 | 0.15 | 10 | 0 | 0 | 6894.2928
AT | wind_on | res | nondis | 1 | 0 | 35000 | 0 | 1182000 | 1 | 25 |  | 0.04 | 1000000 | 53399955.02 |  |  |  | 0 | 0 | 0 | 55282.4812
AT | wind_off | res | nondis | 1 | 0 | 100000 | 0 | 3934571.4286 | 1 | 25 |  | 0.04 | 1000000 | 53399955.02 |  |  |  | 0 | 0 | 0 | 11931.4708
AT | pv | res | nondis | 1 | 0 | 25000 | 0 | 600000 | 1 | 25 |  | 0.04 | 1000000 | 53399955.02 |  |  |  | 0 | 0 |  | 63959.3253
BE | ror | res | nondis | 0.9 | 0 | 30000 | 0 | 3000000 | 1 | 50 |  | 0.04 | 1000000 | 8760000000 |  |  | 0 | 0 | 0 | 0 | 5857.4674
BE | nuc | con | dis | 0.343 | 0 | 30000 | 0 | 6000000 | 0.912 | 40 |  | 0.04 |  |  | 2.29 | 2.29 | 0.04 | 1.656 | 0 | 0 | 0
BE | lig | con | dis | 0.38 | 0.399 | 30000 | 0 | 1500000 | 0.953 | 35 |  | 0.04 | 1000000 | 8760000000 | 2.29 | 2.29 | 0.04 | 3.96 | 33.33 | 0 | 14928.4208
BE | hc | con | dis | 0.43 | 0.337 | 30000 | 0 | 1300000 | 0.955 | 35 |  | 0.04 | 1000000 | 8760000000 | 1.3797 | 1.3797 | 0.06 | 10.08 | 33.33 | 0 | 21846.4694
BE | CCGT | con | dis | 0.542 | 0.201 | 20000 | 0 | 800000 | 0.96 | 25 |  | 0.04 | 1000000 | 8760000000 | 0.26475 | 0.26475 | 0.08 | 26.028 | 33.33 | 0 | 13488.992
BE | OCGT | con | dis | 0.4 | 0.201 | 15000 | 0 | 400000 | 0.948 | 25 |  | 0.04 | 1000000 | 8760000000 | 0.69894 | 0.69894 | 0.15 | 26.028 | 33.33 | 0 | 13488.992
BE | oil | con | dis | 0.35 | 0.266 | 6960 | 0 | 400000 | 0.9 | 25 |  | 0.04 | 1000000 | 8760000000 | 0.69894 | 0.69894 | 0.15 | 41.652 | 33.33 | 0 | 1248.113
BE | other | con | dis | 0.35 | 0.35 | 30000 | 0 | 1500000 | 0.9 | 30 |  | 0.04 | 1000000 | 8760000000 | 0.69894 | 0.69894 | 0.04 | 18.054 | 33.33 | 0 | 171.0543
BE | bio | res | dis | 0.487 | 0 | 100000 | 0 | 1951000 | 1 | 30 |  | 0.04 | 1000000 | 53399955.02 | 0.26475 | 0.26475 | 0.15 | 10 | 0 | 0 | 6894.2928
BE | wind_on | res | nondis | 1 | 0 | 35000 | 0 | 1182000 | 1 | 25 |  | 0.04 | 1000000 | 53399955.02 |  |  |  | 0 | 0 | 0 | 55282.4812
BE | wind_off | res | nondis | 1 | 0 | 100000 | 0 | 3934571.4286 | 1 | 25 |  | 0.04 | 1000000 | 53399955.02 |  |  |  | 0 | 0 | 0 | 11931.4708
BE | pv | res | nondis | 1 | 0 | 25000 | 0 | 600000 | 1 | 25 |  | 0.04 | 1000000 | 53399955.02 |  |  |  | 0 | 0 |  | 63959.3253
CH | ror | res | nondis | 0.9 | 0 | 30000 | 0 | 3000000 | 1 | 50 |  | 0.04 | 1000000 | 8760000000 |  |  | 0 | 0 | 0 | 0 | 5857.4674
CH | nuc | con | dis | 0.343 | 0 | 30000 | 0 | 6000000 | 0.912 | 40 |  | 0.04 |  |  | 2.29 | 2.29 | 0.04 | 1.656 | 0 | 0 | 0
CH | lig | con | dis | 0.38 | 0.399 | 30000 | 0 | 1500000 | 0.953 | 35 |  | 0.04 | 1000000 | 8760000000 | 2.29 | 2.29 | 0.04 | 3.96 | 33.33 | 0 | 14928.4208
CH | hc | con | dis | 0.43 | 0.337 | 30000 | 0 | 1300000 | 0.955 | 35 |  | 0.04 | 1000000 | 8760000000 | 1.3797 | 1.3797 | 0.06 | 10.08 | 33.33 | 0 | 21846.4694
CH | CCGT | con | dis | 0.542 | 0.201 | 20000 | 0 | 800000 | 0.96 | 25 |  | 0.04 | 1000000 | 8760000000 | 0.26475 | 0.26475 | 0.08 | 26.028 | 33.33 | 0 | 13488.992
CH | OCGT | con | dis | 0.4 | 0.201 | 15000 | 0 | 400000 | 0.948 | 25 |  | 0.04 | 1000000 | 8760000000 | 0.69894 | 0.69894 | 0.15 | 26.028 | 33.33 | 0 | 13488.992
CH | oil | con | dis | 0.35 | 0.266 | 6960 | 0 | 400000 | 0.9 | 25 |  | 0.04 | 1000000 | 8760000000 | 0.69894 | 0.69894 | 0.15 | 41.652 | 33.33 | 0 | 1248.113
CH | other | con | dis | 0.35 | 0.35 | 30000 | 0 | 1500000 | 0.9 | 30 |  | 0.04 | 1000000 | 8760000000 | 0.69894 | 0.69894 | 0.04 | 18.054 | 33.33 | 0 | 171.0543
CH | bio | res | dis | 0.487 | 0 | 100000 | 0 | 1951000 | 1 | 30 |  | 0.04 | 1000000 | 53399955.02 | 0.26475 | 0.26475 | 0.15 | 10 | 0 | 0 | 6894.2928
CH | wind_on | res | nondis | 1 | 0 | 35000 | 0 | 1182000 | 1 | 25 |  | 0.04 | 1000000 | 53399955.02 |  |  |  | 0 | 0 | 0 | 55282.4812
CH | wind_off | res | nondis | 1 | 0 | 100000 | 0 | 3934571.4286 | 1 | 25 |  | 0.04 | 1000000 | 53399955.02 |  |  |  | 0 | 0 | 0 | 11931.4708
CH | pv | res | nondis | 1 | 0 | 25000 | 0 | 600000 | 1 | 25 |  | 0.04 | 1000000 | 53399955.02 |  |  |  | 0 | 0 |  | 63959.3253
CZ | ror | res | nondis | 0.9 | 0 | 30000 | 0 | 3000000 | 1 | 50 |  | 0.04 | 1000000 | 8760000000 |  |  | 0 | 0 | 0 | 0 | 5857.4674
CZ | nuc | con | dis | 0.343 | 0 | 30000 | 0 | 6000000 | 0.912 | 40 |  | 0.04 |  |  | 2.29 | 2.29 | 0.04 | 1.656 | 0 | 0 | 0
CZ | lig | con | dis | 0.38 | 0.399 | 30000 | 0 | 1500000 | 0.953 | 35 |  | 0.04 | 1000000 | 8760000000 | 2.29 | 2.29 | 0.04 | 3.96 | 33.33 | 0 | 14928.4208
CZ | hc | con | dis | 0.43 | 0.337 | 30000 | 0 | 1300000 | 0.955 | 35 |  | 0.04 | 1000000 | 8760000000 | 1.3797 | 1.3797 | 0.06 | 10.08 | 33.33 | 0 | 21846.4694
CZ | CCGT | con | dis | 0.542 | 0.201 | 20000 | 0 | 800000 | 0.96 | 25 |  | 0.04 | 1000000 | 8760000000 | 0.26475 | 0.26475 | 0.08 | 26.028 | 33.33 | 0 | 13488.992
CZ | OCGT | con | dis | 0.4 | 0.201 | 15000 | 0 | 400000 | 0.948 | 25 |  | 0.04 | 1000000 | 8760000000 | 0.69894 | 0.69894 | 0.15 | 26.028 | 33.33 | 0 | 13488.992
CZ | oil | con | dis | 0.35 | 0.266 | 6960 | 0 | 400000 | 0.9 | 25 |  | 0.04 | 1000000 | 8760000000 | 0.69894 | 0.69894 | 0.15 | 41.652 | 33.33 | 0 | 1248.113
CZ | other | con | dis | 0.35 | 0.35 | 30000 | 0 | 1500000 | 0.9 | 30 |  | 0.04 | 1000000 | 8760000000 | 0.69894 | 0.69894 | 0.04 | 18.054 | 33.33 | 0 | 171.0543
CZ | bio | res | dis | 0.487 | 0 | 100000 | 0 | 1951000 | 1 | 30 |  | 0.04 | 1000000 | 53399955.02 | 0.26475 | 0.26475 | 0.15 | 10 | 0 | 0 | 6894.2928
CZ | wind_on | res | nondis | 1 | 0 | 35000 | 0 | 1182000 | 1 | 25 |  | 0.04 | 1000000 | 53399955.02 |  |  |  | 0 | 0 | 0 | 55282.4812
CZ | wind_off | res | nondis | 1 | 0 | 100000 | 0 | 3934571.4286 | 1 | 25 |  | 0.04 | 1000000 | 53399955.02 |  |  |  | 0 | 0 | 0 | 11931.4708
CZ | pv | res | nondis | 1 | 0 | 25000 | 0 | 600000 | 1 | 25 |  | 0.04 | 1000000 | 53399955.02 |  |  |  | 0 | 0 |  | 63959.3253
DK | ror | res | nondis | 0.9 | 0 | 30000 | 0 | 3000000 | 1 | 50 |  | 0.04 | 1000000 | 8760000000 |  |  | 0 | 0 | 0 | 0 | 5857.4674
DK | nuc | con | dis | 0.343 | 0 | 30000 | 0 | 6000000 | 0.912 | 40 |  | 0.04 |  |  | 2.29 | 2.29 | 0.04 | 1.656 | 0 | 0 | 0
DK | lig | con | dis | 0.38 | 0.399 | 30000 | 0 | 1500000 | 0.953 | 35 |  | 0.04 | 1000000 | 8760000000 | 2.29 | 2.29 | 0.04 | 3.96 | 33.33 | 0 | 14928.4208
DK | hc | con | dis | 0.43 | 0.337 | 30000 | 0 | 1300000 | 0.955 | 35 |  | 0.04 | 1000000 | 8760000000 | 1.3797 | 1.3797 | 0.06 | 10.08 | 33.33 | 0 | 21846.4694
DK | CCGT | con | dis | 0.542 | 0.201 | 20000 | 0 | 800000 | 0.96 | 25 |  | 0.04 | 1000000 | 8760000000 | 0.26475 | 0.26475 | 0.08 | 26.028 | 33.33 | 0 | 13488.992
DK | OCGT | con | dis | 0.4 | 0.201 | 15000 | 0 | 400000 | 0.948 | 25 |  | 0.04 | 1000000 | 8760000000 | 0.69894 | 0.69894 | 0.15 | 26.028 | 33.33 | 0 | 13488.992
DK | oil | con | dis | 0.35 | 0.266 | 6960 | 0 | 400000 | 0.9 | 25 |  | 0.04 | 1000000 | 8760000000 | 0.69894 | 0.69894 | 0.15 | 41.652 | 33.33 | 0 | 1248.113
DK | other | con | dis | 0.35 | 0.35 | 30000 | 0 | 1500000 | 0.9 | 30 |  | 0.04 | 1000000 | 8760000000 | 0.69894 | 0.69894 | 0.04 | 18.054 | 33.33 | 0 | 171.0543
DK | bio | res | dis | 0.487 | 0 | 100000 | 0 | 1951000 | 1 | 30 |  | 0.04 | 1000000 | 53399955.02 | 0.26475 | 0.26475 | 0.15 | 10 | 0 | 0 | 6894.2928
DK | wind_on | res | nondis | 1 | 0 | 35000 | 0 | 1182000 | 1 | 25 |  | 0.04 | 1000000 | 53399955.02 |  |  |  | 0 | 0 | 0 | 55282.4812
DK | wind_off | res | nondis | 1 | 0 | 100000 | 0 | 3934571.4286 | 1 | 25 |  | 0.04 | 1000000 | 53399955.02 |  |  |  | 0 | 0 | 0 | 11931.4708
DK | pv | res | nondis | 1 | 0 | 25000 | 0 | 600000 | 1 | 25 |  | 0.04 | 1000000 | 53399955.02 |  |  |  | 0 | 0 |  | 63959.3253
FR | ror | res | nondis | 0.9 | 0 | 30000 | 0 | 3000000 | 1 | 50 |  | 0.04 | 1000000 | 8760000000 |  |  | 0 | 0 | 0 | 0 | 5857.4674
FR | nuc | con | dis | 0.343 | 0 | 30000 | 0 | 6000000 | 0.912 | 40 |  | 0.04 |  |  | 2.29 | 2.29 | 0.04 | 1.656 | 0 | 0 | 0
FR | lig | con | dis | 0.38 | 0.399 | 30000 | 0 | 1500000 | 0.953 | 35 |  | 0.04 | 1000000 | 8760000000 | 2.29 | 2.29 | 0.04 | 3.96 | 33.33 | 0 | 14928.4208
FR | hc | con | dis | 0.43 | 0.337 | 30000 | 0 | 1300000 | 0.955 | 35 |  | 0.04 | 1000000 | 8760000000 | 1.3797 | 1.3797 | 0.06 | 10.08 | 33.33 | 0 | 21846.4694
FR | CCGT | con | dis | 0.542 | 0.201 | 20000 | 0 | 800000 | 0.96 | 25 |  | 0.04 | 1000000 | 8760000000 | 0.26475 | 0.26475 | 0.08 | 26.028 | 33.33 | 0 | 13488.992
FR | OCGT | con | dis | 0.4 | 0.201 | 15000 | 0 | 400000 | 0.948 | 25 |  | 0.04 | 1000000 | 8760000000 | 0.69894 | 0.69894 | 0.15 | 26.028 | 33.33 | 0 | 13488.992
FR | oil | con | dis | 0.35 | 0.266 | 6960 | 0 | 400000 | 0.9 | 25 |  | 0.04 | 1000000 | 8760000000 | 0.69894 | 0.69894 | 0.15 | 41.652 | 33.33 | 0 | 1248.113
FR | other | con | dis | 0.35 | 0.35 | 30000 | 0 | 1500000 | 0.9 | 30 |  | 0.04 | 1000000 | 8760000000 | 0.69894 | 0.69894 | 0.04 | 18.054 | 33.33 | 0 | 171.0543
FR | bio | res | dis | 0.487 | 0 | 100000 | 0 | 1951000 | 1 | 30 |  | 0.04 | 1000000 | 53399955.02 | 0.26475 | 0.26475 | 0.15 | 10 | 0 | 0 | 6894.2928
FR | wind_on | res | nondis | 1 | 0 | 35000 | 0 | 1182000 | 1 | 25 |  | 0.04 | 1000000 | 53399955.02 |  |  |  | 0 | 0 | 0 | 55282.4812
FR | wind_off | res | nondis | 1 | 0 | 100000 | 0 | 3934571.4286 | 1 | 25 |  | 0.04 | 1000000 | 53399955.02 |  |  |  | 0 | 0 | 0 | 11931.4708
FR | pv | res | nondis | 1 | 0 | 25000 | 0 | 600000 | 1 | 25 |  | 0.04 | 1000000 | 53399955.02 |  |  |  | 0 | 0 |  | 63959.3253
LU | ror | res | nondis | 0.9 | 0 | 30000 | 0 | 3000000 | 1 | 50 |  | 0.04 | 1000000 | 8760000000 |  |  | 0 | 0 | 0 | 0 | 5857.4674
LU | nuc | con | dis | 0.343 | 0 | 30000 | 0 | 6000000 | 0.912 | 40 |  | 0.04 |  |  | 2.29 | 2.29 | 0.04 | 1.656 | 0 | 0 | 0
LU | lig | con | dis | 0.38 | 0.399 | 30000 | 0 | 1500000 | 0.953 | 35 |  | 0.04 | 1000000 | 8760000000 | 2.29 | 2.29 | 0.04 | 3.96 | 33.33 | 0 | 14928.4208
LU | hc | con | dis | 0.43 | 0.337 | 30000 | 0 | 1300000 | 0.955 | 35 |  | 0.04 | 1000000 | 8760000000 | 1.3797 | 1.3797 | 0.06 | 10.08 | 33.33 | 0 | 21846.4694
LU | CCGT | con | dis | 0.542 | 0.201 | 20000 | 0 | 800000 | 0.96 | 25 |  | 0.04 | 1000000 | 8760000000 | 0.26475 | 0.26475 | 0.08 | 26.028 | 33.33 | 0 | 13488.992
LU | OCGT | con | dis | 0.4 | 0.201 | 15000 | 0 | 400000 | 0.948 | 25 |  | 0.04 | 1000000 | 8760000000 | 0.69894 | 0.69894 | 0.15 | 26.028 | 33.33 | 0 | 13488.992
LU | oil | con | dis | 0.35 | 0.266 | 6960 | 0 | 400000 | 0.9 | 25 |  | 0.04 | 1000000 | 8760000000 | 0.69894 | 0.69894 | 0.15 | 41.652 | 33.33 | 0 | 1248.113
LU | other | con | dis | 0.35 | 0.35 | 30000 | 0 | 1500000 | 0.9 | 30 |  | 0.04 | 1000000 | 8760000000 | 0.69894 | 0.69894 | 0.04 | 18.054 | 33.33 | 0 | 171.0543
LU | bio | res | dis | 0.487 | 0 | 100000 | 0 | 1951000 | 1 | 30 |  | 0.04 | 1000000 | 53399955.02 | 0.26475 | 0.26475 | 0.15 | 10 | 0 | 0 | 6894.2928
LU | wind_on | res | nondis | 1 | 0 | 35000 | 0 | 1182000 | 1 | 25 |  | 0.04 | 1000000 | 53399955.02 |  |  |  | 0 | 0 | 0 | 55282.4812
LU | wind_off | res | nondis | 1 | 0 | 100000 | 0 | 3934571.4286 | 1 | 25 |  | 0.04 | 1000000 | 53399955.02 |  |  |  | 0 | 0 | 0 | 11931.4708
LU | pv | res | nondis | 1 | 0 | 25000 | 0 | 600000 | 1 | 25 |  | 0.04 | 1000000 | 53399955.02 |  |  |  | 0 | 0 |  | 63959.3253
IT | ror | res | nondis | 0.9 | 0 | 30000 | 0 | 3000000 | 1 | 50 |  | 0.04 | 1000000 | 8760000000 |  |  | 0 | 0 | 0 | 0 | 5857.4674
IT | nuc | con | dis | 0.343 | 0 | 30000 | 0 | 6000000 | 0.912 | 40 |  | 0.04 |  |  | 2.29 | 2.29 | 0.04 | 1.656 | 0 | 0 | 0
IT | lig | con | dis | 0.38 | 0.399 | 30000 | 0 | 1500000 | 0.953 | 35 |  | 0.04 | 1000000 | 8760000000 | 2.29 | 2.29 | 0.04 | 3.96 | 33.33 | 0 | 14928.4208
IT | hc | con | dis | 0.43 | 0.337 | 30000 | 0 | 1300000 | 0.955 | 35 |  | 0.04 | 1000000 | 8760000000 | 1.3797 | 1.3797 | 0.06 | 10.08 | 33.33 | 0 | 21846.4694
IT | CCGT | con | dis | 0.542 | 0.201 | 20000 | 0 | 800000 | 0.96 | 25 |  | 0.04 | 1000000 | 8760000000 | 0.26475 | 0.26475 | 0.08 | 26.028 | 33.33 | 0 | 13488.992
IT | OCGT | con | dis | 0.4 | 0.201 | 15000 | 0 | 400000 | 0.948 | 25 |  | 0.04 | 1000000 | 8760000000 | 0.69894 | 0.69894 | 0.15 | 26.028 | 33.33 | 0 | 13488.992
IT | oil | con | dis | 0.35 | 0.266 | 6960 | 0 | 400000 | 0.9 | 25 |  | 0.04 | 1000000 | 8760000000 | 0.69894 | 0.69894 | 0.15 | 41.652 | 33.33 | 0 | 1248.113
IT | other | con | dis | 0.35 | 0.35 | 30000 | 0 | 1500000 | 0.9 | 30 |  | 0.04 | 1000000 | 8760000000 | 0.69894 | 0.69894 | 0.04 | 18.054 | 33.33 | 0 | 171.0543
IT | bio | res | dis | 0.487 | 0 | 100000 | 0 | 1951000 | 1 | 30 |  | 0.04 | 1000000 | 53399955.02 | 0.26475 | 0.26475 | 0.15 | 10 | 0 | 0 | 6894.2928
IT | wind_on | res | nondis | 1 | 0 | 35000 | 0 | 1182000 | 1 | 25 |  | 0.04 | 1000000 | 53399955.02 |  |  |  | 0 | 0 | 0 | 55282.4812
IT | wind_off | res | nondis | 1 | 0 | 100000 | 0 | 3934571.4286 | 1 | 25 |  | 0.04 | 1000000 | 53399955.02 |  |  |  | 0 | 0 | 0 | 11931.4708
IT | pv | res | nondis | 1 | 0 | 25000 | 0 | 600000 | 1 | 25 |  | 0.04 | 1000000 | 53399955.02 |  |  |  | 0 | 0 |  | 63959.3253
NL | ror | res | nondis | 0.9 | 0 | 30000 | 0 | 3000000 | 1 | 50 |  | 0.04 | 1000000 | 8760000000 |  |  | 0 | 0 | 0 | 0 | 5857.4674
NL | nuc | con | dis | 0.343 | 0 | 30000 | 0 | 6000000 | 0.912 | 40 |  | 0.04 |  |  | 2.29 | 2.29 | 0.04 | 1.656 | 0 | 0 | 0
NL | lig | con | dis | 0.38 | 0.399 | 30000 | 0 | 1500000 | 0.953 | 35 |  | 0.04 | 1000000 | 8760000000 | 2.29 | 2.29 | 0.04 | 3.96 | 33.33 | 0 | 14928.4208
NL | hc | con | dis | 0.43 | 0.337 | 30000 | 0 | 1300000 | 0.955 | 35 |  | 0.04 | 1000000 | 8760000000 | 1.3797 | 1.3797 | 0.06 | 10.08 | 33.33 | 0 | 21846.4694
NL | CCGT | con | dis | 0.542 | 0.201 | 20000 | 0 | 800000 | 0.96 | 25 |  | 0.04 | 1000000 | 8760000000 | 0.26475 | 0.26475 | 0.08 | 26.028 | 33.33 | 0 | 13488.992
NL | OCGT | con | dis | 0.4 | 0.201 | 15000 | 0 | 400000 | 0.948 | 25 |  | 0.04 | 1000000 | 8760000000 | 0.69894 | 0.69894 | 0.15 | 26.028 | 33.33 | 0 | 13488.992
NL | oil | con | dis | 0.35 | 0.266 | 6960 | 0 | 400000 | 0.9 | 25 |  | 0.04 | 1000000 | 8760000000 | 0.69894 | 0.69894 | 0.15 | 41.652 | 33.33 | 0 | 1248.113
NL | other | con | dis | 0.35 | 0.35 | 30000 | 0 | 1500000 | 0.9 | 30 |  | 0.04 | 1000000 | 8760000000 | 0.69894 | 0.69894 | 0.04 | 18.054 | 33.33 | 0 | 171.0543
NL | bio | res | dis | 0.487 | 0 | 100000 | 0 | 1951000 | 1 | 30 |  | 0.04 | 1000000 | 53399955.02 | 0.26475 | 0.26475 | 0.15 | 10 | 0 | 0 | 6894.2928
NL | wind_on | res | nondis | 1 | 0 | 35000 | 0 | 1182000 | 1 | 25 |  | 0.04 | 1000000 | 53399955.02 |  |  |  | 0 | 0 | 0 | 55282.4812
NL | wind_off | res | nondis | 1 | 0 | 100000 | 0 | 3934571.4286 | 1 | 25 |  | 0.04 | 1000000 | 53399955.02 |  |  |  | 0 | 0 | 0 | 11931.4708
NL | pv | res | nondis | 1 | 0 | 25000 | 0 | 600000 | 1 | 25 |  | 0.04 | 1000000 | 53399955.02 |  |  |  | 0 | 0 |  | 63959.3253
PL | ror | res | nondis | 0.9 | 0 | 30000 | 0 | 3000000 | 1 | 50 |  | 0.04 | 1000000 | 8760000000 |  |  | 0 | 0 | 0 | 0 | 5857.4674
PL | nuc | con | dis | 0.343 | 0 | 30000 | 0 | 6000000 | 0.912 | 40 |  | 0.04 |  |  | 2.29 | 2.29 | 0.04 | 1.656 | 0 | 0 | 0
PL | lig | con | dis | 0.38 | 0.399 | 30000 | 0 | 1500000 | 0.953 | 35 |  | 0.04 | 1000000 | 8760000000 | 2.29 | 2.29 | 0.04 | 3.96 | 33.33 | 0 | 14928.4208
PL | hc | con | dis | 0.43 | 0.337 | 30000 | 0 | 1300000 | 0.955 | 35 |  | 0.04 | 1000000 | 8760000000 | 1.3797 | 1.3797 | 0.06 | 10.08 | 33.33 | 0 | 21846.4694
PL | CCGT | con | dis | 0.542 | 0.201 | 20000 | 0 | 800000 | 0.96 | 25 |  | 0.04 | 1000000 | 8760000000 | 0.26475 | 0.26475 | 0.08 | 26.028 | 33.33 | 0 | 13488.992
PL | OCGT | con | dis | 0.4 | 0.201 | 15000 | 0 | 400000 | 0.948 | 25 |  | 0.04 | 1000000 | 8760000000 | 0.69894 | 0.69894 | 0.15 | 26.028 | 33.33 | 0 | 13488.992
PL | oil | con | dis | 0.35 | 0.266 | 6960 | 0 | 400000 | 0.9 | 25 |  | 0.04 | 1000000 | 8760000000 | 0.69894 | 0.69894 | 0.15 | 41.652 | 33.33 | 0 | 1248.113
PL | other | con | dis | 0.35 | 0.35 | 30000 | 0 | 1500000 | 0.9 | 30 |  | 0.04 | 1000000 | 8760000000 | 0.69894 | 0.69894 | 0.04 | 18.054 | 33.33 | 0 | 171.0543
PL | bio | res | dis | 0.487 | 0 | 100000 | 0 | 1951000 | 1 | 30 |  | 0.04 | 1000000 | 53399955.02 | 0.26475 | 0.26475 | 0.15 | 10 | 0 | 0 | 6894.2928
PL | wind_on | res | nondis | 1 | 0 | 35000 | 0 | 1182000 | 1 | 25 |  | 0.04 | 1000000 | 53399955.02 |  |  |  | 0 | 0 | 0 | 55282.4812
PL | wind_off | res | nondis | 1 | 0 | 100000 | 0 | 3934571.4286 | 1 | 25 |  | 0.04 | 1000000 | 53399955.02 |  |  |  | 0 | 0 | 0 | 11931.4708
PL | pv | res | nondis | 1 | 0 | 25000 | 0 | 600000 | 1 | 25 |  | 0.04 | 1000000 | 53399955.02 |  |  |  | 0 | 0 |  | 63959.3253

## storage
Source: |  | Own assumption | Own assumption | Pape (2014), own assumption | Pape (2014), own assumption | Own assumption | flexmex | flexmex | flexmex | Pape et al. (2014) | flexmex and Pape (2014) | flexmex and Pape (2014) | flexmex and own assumption | Pape et al. (2014), Agora (2013) | Own assumptions | Own assumptions | Own assumptions | Own assumptions | Own assumptions | Own assumptions | Own assumptions | Own assumptions | Own assumptions | Own assumptions
Description: | Storage type | Marginal costs of storing in | Marginal costs of storing in | Efficiency storing in | Efficiency storing out | Efficiency self-discharge | Annual fixed cost per MWh | Annual fixed costs per MW in | Annual fixed costs per MW out | Overnight investment costs in energy | Overnight investment costs in capacity charge | Overnight investment costs in capacity discharge | Flat storage availability | Technical Lifetime | Investment recovery period from business perspective | Interest rate for calculating investment annuities | Maximum Energy | Maximum Power | Maximum Power | Storage level start | Maximum energy-to-power ratio | Fixed exogenous capacities for model application | Fixed exogenous capacities for model application | Fixed exogenous capacities for model application
Notes | [10 empty] | Values from Pape (2014) for sto2, sto3, sto4, sto6 equally attributed to in ad out | Values from Pape (2014) for sto2, sto3, sto4, sto6 equally attributed to in ad out, own assumption for sto1 to prevent random investment | own assumption for sto2, sto3, sto4, sto6
Unit: |  | [EUR/MWh] | [EUR/MWh] | [%] | [%] | [%] | [EUR/MWh] | [EUR/MW] | [EUR/MW] | [EUR/MWh] | [EUR/MW] | [EUR/MW] | [%] | [a] | [a] | [%] | [MWh] | [MW] | [MW] | [%] | [h] | [MW] | [MW] | [MWh]
Node | Storage | mc_in | mc_out | efficiency_in | efficiency_out | efficiency_self | fixed_costs_energy | fixed_costs_power_in | fixed_costs_power_out | oc_energy | oc_capacity_in | oc_capacity_out | availability | lifetime | recovery_period | interest_rate | max_energy | max_power_in | max_power_out | level_start | etop_max | fixed_capacities_power_in | fixed_capacities_power_out | fixed_capacities_energy
DE | sto1 | 0.3 | 0.3 | 0.97 | 0.97 | 0.99999 | 660 | 110 | 0.022 | 300000 | 50000 | 10 | 0.98 | 20 |  | 0.04 | 1000000 | 100000 | 100000 | 0.5 | 1000 | 3000 | 3000 | 5000
DE | sto2 | 0.5 | 0.5 | 0.91652 | 0.91652 | 1 |  |  |  | 80000 | 32500 | 32500 | 0.98 | 15 |  | 0.04 | 0 | 0 | 0 | 0.5 | 1000
DE | sto3 | 0.5 | 0.5 | 0.93808 | 0.93808 | 1 | 2400 | 4880 | 13600 | 150000 | 32500 | 32500 | 0.98 | 15 |  | 0.04 | 0 | 0 | 0 | 0.5 | 1000
DE | sto4 | 0.5 | 0.5 | 0.89443 | 0.89443 | 1 |  |  |  | 150000 | 500000 | 500000 | 0.98 | 25 |  | 0.04 | 0 | 0 | 0 | 0.5 | 1000
DE | sto5 | 0.56 | 0.56 | 0.97 | 0.91 | 0.99999 |  |  |  | 10000 | 550000 | 550000 | 0.98 | 80 |  | 0.04 | 1000000 | 10000 | 10000 | 0.5 | 1000 | 10000 | 10000 | 70000
DE | sto6 | 0.5 | 0.5 | 0.8544 | 0.8544 | 1 |  |  |  | 40000 | 412500 | 412500 | 0.98 | 30 |  | 0.04 | 0 | 0 | 0 | 0.5 | 1000
DE | sto7 | 1.2 | 1.2 | 0.73 | 0.6 | 1 |  |  |  | 200 | 305000 | 850000 | 0.95 | 22.5 |  | 0.04 | 1000000000 | 100000 | 100000 | 0.5 | 1000
AT | sto1 | 0.3 | 0.3 | 0.97 | 0.97 | 0.99999 | 660 | 110 | 0.022 | 300000 | 50000 | 10 | 0.98 | 20 |  | 0.04 | 1000000 | 100000 | 100000 | 0.5 | 1000 | 3000 | 3000 | 5000
AT | sto2 | 0.5 | 0.5 | 0.91652 | 0.91652 | 1 |  |  |  | 80000 | 32500 | 32500 | 0.98 | 15 |  | 0.04 | 0 | 0 | 0 | 0.5 | 1000
AT | sto3 | 0.5 | 0.5 | 0.93808 | 0.93808 | 1 | 2400 | 4880 | 13600 | 150000 | 32500 | 32500 | 0.98 | 15 |  | 0.04 | 0 | 0 | 0 | 0.5 | 1000
AT | sto4 | 0.5 | 0.5 | 0.89443 | 0.89443 | 1 |  |  |  | 150000 | 500000 | 500000 | 0.98 | 25 |  | 0.04 | 0 | 0 | 0 | 0.5 | 1000
AT | sto5 | 0.56 | 0.56 | 0.97 | 0.91 | 0.99999 |  |  |  | 10000 | 550000 | 550000 | 0.98 | 80 |  | 0.04 | 1000000 | 100000 | 100000 | 0.5 | 1000 | 10000 | 10000 | 70000
AT | sto6 | 0.5 | 0.5 | 0.8544 | 0.8544 | 1 |  |  |  | 40000 | 412500 | 412500 | 0.98 | 30 |  | 0.04 | 0 | 0 | 0 | 0.5 | 1000
AT | sto7 | 1.2 | 1.2 | 0.73 | 0.6 | 1 |  |  |  | 200 | 305000 | 850000 | 0.95 | 22.5 |  | 0.04 | 1000000000 | 100000 | 100000 | 0.5 | 1000
BE | sto1 | 0.3 | 0.3 | 0.97 | 0.97 | 0.99999 | 660 | 110 | 0.022 | 300000 | 50000 | 10 | 0.98 | 20 |  | 0.04 | 1000000 | 100000 | 100000 | 0.5 | 1000 | 3000 | 3000 | 5000
BE | sto2 | 0.5 | 0.5 | 0.91652 | 0.91652 | 1 |  |  |  | 80000 | 32500 | 32500 | 0.98 | 15 |  | 0.04 | 0 | 0 | 0 | 0.5 | 1000
BE | sto3 | 0.5 | 0.5 | 0.93808 | 0.93808 | 1 | 2400 | 4880 | 13600 | 150000 | 32500 | 32500 | 0.98 | 15 |  | 0.04 | 0 | 0 | 0 | 0.5 | 1000
BE | sto4 | 0.5 | 0.5 | 0.89443 | 0.89443 | 1 |  |  |  | 150000 | 500000 | 500000 | 0.98 | 25 |  | 0.04 | 0 | 0 | 0 | 0.5 | 1000
BE | sto5 | 0.56 | 0.56 | 0.97 | 0.91 | 0.99999 |  |  |  | 10000 | 550000 | 550000 | 0.98 | 80 |  | 0.04 | 1000000 | 100000 | 100000 | 0.5 | 1000 | 10000 | 10000 | 70000
BE | sto6 | 0.5 | 0.5 | 0.8544 | 0.8544 | 1 |  |  |  | 40000 | 412500 | 412500 | 0.98 | 30 |  | 0.04 | 0 | 0 | 0 | 0.5 | 1000
BE | sto7 | 1.2 | 1.2 | 0.73 | 0.6 | 1 |  |  |  | 200 | 305000 | 850000 | 0.95 | 22.5 |  | 0.04 | 1000000000 | 100000 | 100000 | 0.5 | 1000
CH | sto1 | 0.3 | 0.3 | 0.97 | 0.97 | 0.99999 | 660 | 110 | 0.022 | 300000 | 50000 | 10 | 0.98 | 20 |  | 0.04 | 1000000 | 100000 | 100000 | 0.5 | 1000 | 3000 | 3000 | 5000
CH | sto2 | 0.5 | 0.5 | 0.91652 | 0.91652 | 1 |  |  |  | 80000 | 32500 | 32500 | 0.98 | 15 |  | 0.04 | 0 | 0 | 0 | 0.5 | 1000
CH | sto3 | 0.5 | 0.5 | 0.93808 | 0.93808 | 1 | 2400 | 4880 | 13600 | 150000 | 32500 | 32500 | 0.98 | 15 |  | 0.04 | 0 | 0 | 0 | 0.5 | 1000
CH | sto4 | 0.5 | 0.5 | 0.89443 | 0.89443 | 1 |  |  |  | 150000 | 500000 | 500000 | 0.98 | 25 |  | 0.04 | 0 | 0 | 0 | 0.5 | 1000
CH | sto5 | 0.56 | 0.56 | 0.97 | 0.91 | 0.99999 |  |  |  | 10000 | 550000 | 550000 | 0.98 | 80 |  | 0.04 | 1000000 | 100000 | 100000 | 0.5 | 1000 | 10000 | 10000 | 70000
CH | sto6 | 0.5 | 0.5 | 0.8544 | 0.8544 | 1 |  |  |  | 40000 | 412500 | 412500 | 0.98 | 30 |  | 0.04 | 0 | 0 | 0 | 0.5 | 1000
CH | sto7 | 1.2 | 1.2 | 0.73 | 0.6 | 1 |  |  |  | 200 | 305000 | 850000 | 0.95 | 22.5 |  | 0.04 | 1000000000 | 100000 | 100000 | 0.5 | 1000
CZ | sto1 | 0.3 | 0.3 | 0.97 | 0.97 | 0.99999 | 660 | 110 | 0.022 | 300000 | 50000 | 10 | 0.98 | 20 |  | 0.04 | 1000000 | 100000 | 100000 | 0.5 | 1000 | 3000 | 3000 | 5000
CZ | sto2 | 0.5 | 0.5 | 0.91652 | 0.91652 | 1 |  |  |  | 80000 | 32500 | 32500 | 0.98 | 15 |  | 0.04 | 0 | 0 | 0 | 0.5 | 1000
CZ | sto3 | 0.5 | 0.5 | 0.93808 | 0.93808 | 1 | 2400 | 4880 | 13600 | 150000 | 32500 | 32500 | 0.98 | 15 |  | 0.04 | 0 | 0 | 0 | 0.5 | 1000
CZ | sto4 | 0.5 | 0.5 | 0.89443 | 0.89443 | 1 |  |  |  | 150000 | 500000 | 500000 | 0.98 | 25 |  | 0.04 | 0 | 0 | 0 | 0.5 | 1000
CZ | sto5 | 0.56 | 0.56 | 0.97 | 0.91 | 0.99999 |  |  |  | 10000 | 550000 | 550000 | 0.98 | 80 |  | 0.04 | 1000000 | 100000 | 100000 | 0.5 | 1000 | 10000 | 10000 | 70000
CZ | sto6 | 0.5 | 0.5 | 0.8544 | 0.8544 | 1 |  |  |  | 40000 | 412500 | 412500 | 0.98 | 30 |  | 0.04 | 0 | 0 | 0 | 0.5 | 1000
CZ | sto7 | 1.2 | 1.2 | 0.73 | 0.6 | 1 |  |  |  | 200 | 305000 | 850000 | 0.95 | 22.5 |  | 0.04 | 1000000000 | 100000 | 100000 | 0.5 | 1000
DK | sto1 | 0.3 | 0.3 | 0.97 | 0.97 | 0.99999 | 660 | 110 | 0.022 | 300000 | 50000 | 10 | 0.98 | 20 |  | 0.04 | 1000000 | 100000 | 100000 | 0.5 | 1000 | 3000 | 3000 | 5000
DK | sto2 | 0.5 | 0.5 | 0.91652 | 0.91652 | 1 |  |  |  | 80000 | 32500 | 32500 | 0.98 | 15 |  | 0.04 | 0 | 0 | 0 | 0.5 | 1000
DK | sto3 | 0.5 | 0.5 | 0.93808 | 0.93808 | 1 | 2400 | 4880 | 13600 | 150000 | 32500 | 32500 | 0.98 | 15 |  | 0.04 | 0 | 0 | 0 | 0.5 | 1000
DK | sto4 | 0.5 | 0.5 | 0.89443 | 0.89443 | 1 |  |  |  | 150000 | 500000 | 500000 | 0.98 | 25 |  | 0.04 | 0 | 0 | 0 | 0.5 | 1000
DK | sto5 | 0.56 | 0.56 | 0.97 | 0.91 | 0.99999 |  |  |  | 10000 | 550000 | 550000 | 0.98 | 80 |  | 0.04 | 1000000 | 100000 | 100000 | 0.5 | 1000 | 10000 | 10000 | 70000
DK | sto6 | 0.5 | 0.5 | 0.8544 | 0.8544 | 1 |  |  |  | 40000 | 412500 | 412500 | 0.98 | 30 |  | 0.04 | 0 | 0 | 0 | 0.5 | 1000
DK | sto7 | 1.2 | 1.2 | 0.73 | 0.6 | 1 |  |  |  | 200 | 305000 | 850000 | 0.95 | 22.5 |  | 0.04 | 1000000000 | 100000 | 100000 | 0.5 | 1000
FR | sto1 | 0.3 | 0.3 | 0.97 | 0.97 | 0.99999 | 660 | 110 | 0.022 | 300000 | 50000 | 10 | 0.98 | 20 |  | 0.04 | 1000000 | 100000 | 100000 | 0.5 | 1000 | 3000 | 3000 | 5000
FR | sto2 | 0.5 | 0.5 | 0.91652 | 0.91652 | 1 |  |  |  | 80000 | 32500 | 32500 | 0.98 | 15 |  | 0.04 | 0 | 0 | 0 | 0.5 | 1000
FR | sto3 | 0.5 | 0.5 | 0.93808 | 0.93808 | 1 | 2400 | 4880 | 13600 | 150000 | 32500 | 32500 | 0.98 | 15 |  | 0.04 | 0 | 0 | 0 | 0.5 | 1000
FR | sto4 | 0.5 | 0.5 | 0.89443 | 0.89443 | 1 |  |  |  | 150000 | 500000 | 500000 | 0.98 | 25 |  | 0.04 | 0 | 0 | 0 | 0.5 | 1000
FR | sto5 | 0.56 | 0.56 | 0.97 | 0.91 | 0.99999 |  |  |  | 10000 | 550000 | 550000 | 0.98 | 80 |  | 0.04 | 1000000 | 100000 | 100000 | 0.5 | 1000 | 10000 | 10000 | 70000
FR | sto6 | 0.5 | 0.5 | 0.8544 | 0.8544 | 1 |  |  |  | 40000 | 412500 | 412500 | 0.98 | 30 |  | 0.04 | 0 | 0 | 0 | 0.5 | 1000
FR | sto7 | 1.2 | 1.2 | 0.73 | 0.6 | 1 |  |  |  | 200 | 305000 | 850000 | 0.95 | 22.5 |  | 0.04 | 1000000000 | 100000 | 100000 | 0.5 | 1000
IT | sto1 | 0.3 | 0.3 | 0.97 | 0.97 | 0.99999 | 660 | 110 | 0.022 | 300000 | 50000 | 10 | 0.98 | 20 |  | 0.04 | 1000000 | 100000 | 100000 | 0.5 | 1000 | 3000 | 3000 | 5000
IT | sto2 | 0.5 | 0.5 | 0.91652 | 0.91652 | 1 |  |  |  | 80000 | 32500 | 32500 | 0.98 | 15 |  | 0.04 | 0 | 0 | 0 | 0.5 | 1000
IT | sto3 | 0.5 | 0.5 | 0.93808 | 0.93808 | 1 | 2400 | 4880 | 13600 | 150000 | 32500 | 32500 | 0.98 | 15 |  | 0.04 | 0 | 0 | 0 | 0.5 | 1000
IT | sto4 | 0.5 | 0.5 | 0.89443 | 0.89443 | 1 |  |  |  | 150000 | 500000 | 500000 | 0.98 | 25 |  | 0.04 | 0 | 0 | 0 | 0.5 | 1000
IT | sto5 | 0.56 | 0.56 | 0.97 | 0.91 | 0.99999 |  |  |  | 10000 | 550000 | 550000 | 0.98 | 80 |  | 0.04 | 1000000 | 100000 | 100000 | 0.5 | 1000 | 10000 | 10000 | 70000
IT | sto6 | 0.5 | 0.5 | 0.8544 | 0.8544 | 1 |  |  |  | 40000 | 412500 | 412500 | 0.98 | 30 |  | 0.04 | 0 | 0 | 0 | 0.5 | 1000
IT | sto7 | 1.2 | 1.2 | 0.73 | 0.6 | 1 |  |  |  | 200 | 305000 | 850000 | 0.95 | 22.5 |  | 0.04 | 1000000000 | 100000 | 100000 | 0.5 | 1000
LU | sto1 | 0.3 | 0.3 | 0.97 | 0.97 | 0.99999 | 660 | 110 | 0.022 | 300000 | 50000 | 10 | 0.98 | 20 |  | 0.04 | 1000000 | 100000 | 100000 | 0.5 | 1000 | 3000 | 3000 | 5000
LU | sto2 | 0.5 | 0.5 | 0.91652 | 0.91652 | 1 |  |  |  | 80000 | 32500 | 32500 | 0.98 | 15 |  | 0.04 | 0 | 0 | 0 | 0.5 | 1000
LU | sto3 | 0.5 | 0.5 | 0.93808 | 0.93808 | 1 | 2400 | 4880 | 13600 | 150000 | 32500 | 32500 | 0.98 | 15 |  | 0.04 | 0 | 0 | 0 | 0.5 | 1000
LU | sto4 | 0.5 | 0.5 | 0.89443 | 0.89443 | 1 |  |  |  | 150000 | 500000 | 500000 | 0.98 | 25 |  | 0.04 | 0 | 0 | 0 | 0.5 | 1000
LU | sto5 | 0.56 | 0.56 | 0.97 | 0.91 | 0.99999 |  |  |  | 10000 | 550000 | 550000 | 0.98 | 80 |  | 0.04 | 1000000 | 100000 | 100000 | 0.5 | 1000 | 10000 | 10000 | 70000
LU | sto6 | 0.5 | 0.5 | 0.8544 | 0.8544 | 1 |  |  |  | 40000 | 412500 | 412500 | 0.98 | 30 |  | 0.04 | 0 | 0 | 0 | 0.5 | 1000
LU | sto7 | 1.2 | 1.2 | 0.73 | 0.6 | 1 |  |  |  | 200 | 305000 | 850000 | 0.95 | 22.5 |  | 0.04 | 1000000000 | 100000 | 100000 | 0.5 | 1000
NL | sto1 | 0.3 | 0.3 | 0.97 | 0.97 | 0.99999 | 660 | 110 | 0.022 | 300000 | 50000 | 10 | 0.98 | 20 |  | 0.04 | 1000000 | 100000 | 100000 | 0.5 | 1000 | 3000 | 3000 | 5000
NL | sto2 | 0.5 | 0.5 | 0.91652 | 0.91652 | 1 |  |  |  | 80000 | 32500 | 32500 | 0.98 | 15 |  | 0.04 | 0 | 0 | 0 | 0.5 | 1000
NL | sto3 | 0.5 | 0.5 | 0.93808 | 0.93808 | 1 | 2400 | 4880 | 13600 | 150000 | 32500 | 32500 | 0.98 | 15 |  | 0.04 | 0 | 0 | 0 | 0.5 | 1000
NL | sto4 | 0.5 | 0.5 | 0.89443 | 0.89443 | 1 |  |  |  | 150000 | 500000 | 500000 | 0.98 | 25 |  | 0.04 | 0 | 0 | 0 | 0.5 | 1000
NL | sto5 | 0.56 | 0.56 | 0.97 | 0.91 | 0.99999 |  |  |  | 10000 | 550000 | 550000 | 0.98 | 80 |  | 0.04 | 1000000 | 100000 | 100000 | 0.5 | 1000 | 10000 | 10000 | 70000
NL | sto6 | 0.5 | 0.5 | 0.8544 | 0.8544 | 1 |  |  |  | 40000 | 412500 | 412500 | 0.98 | 30 |  | 0.04 | 0 | 0 | 0 | 0.5 | 1000
NL | sto7 | 1.2 | 1.2 | 0.73 | 0.6 | 1 |  |  |  | 200 | 305000 | 850000 | 0.95 | 22.5 |  | 0.04 | 1000000000 | 100000 | 100000 | 0.5 | 1000
PL | sto1 | 0.3 | 0.3 | 0.97 | 0.97 | 0.99999 | 660 | 110 | 0.022 | 300000 | 50000 | 10 | 0.98 | 20 |  | 0.04 | 1000000 | 100000 | 100000 | 0.5 | 1000 | 3000 | 3000 | 5000
PL | sto2 | 0.5 | 0.5 | 0.91652 | 0.91652 | 1 |  |  |  | 80000 | 32500 | 32500 | 0.98 | 15 |  | 0.04 | 0 | 0 | 0 | 0.5 | 1000
PL | sto3 | 0.5 | 0.5 | 0.93808 | 0.93808 | 1 | 2400 | 4880 | 13600 | 150000 | 32500 | 32500 | 0.98 | 15 |  | 0.04 | 0 | 0 | 0 | 0.5 | 1000
PL | sto4 | 0.5 | 0.5 | 0.89443 | 0.89443 | 1 |  |  |  | 150000 | 500000 | 500000 | 0.98 | 25 |  | 0.04 | 0 | 0 | 0 | 0.5 | 1000
PL | sto5 | 0.56 | 0.56 | 0.97 | 0.91 | 0.99999 |  |  |  | 10000 | 550000 | 550000 | 0.98 | 80 |  | 0.04 | 1000000 | 100000 | 100000 | 0.5 | 1000 | 10000 | 10000 | 70000
PL | sto6 | 0.5 | 0.5 | 0.8544 | 0.8544 | 1 |  |  |  | 40000 | 412500 | 412500 | 0.98 | 30 |  | 0.04 | 0 | 0 | 0 | 0.5 | 1000
PL | sto7 | 1.2 | 1.2 | 0.73 | 0.6 | 1 |  |  |  | 200 | 305000 | 850000 | 0.95 | 22.5 |  | 0.04 | 1000000000 | 100000 | 100000 | 0.5 | 1000

## reservoir
Source: |  | Own assumption | Own assumption |  |  |  | Own assumption | Pape et al. (2014) | Schröder et al. (2013) |  | Own assumption | Schröder et al. (2013) | Own assumption | Scholz (2012) | Own assumption | Own assumption | Own assumption | Own assumption
Description: | Reservoir technology | Marginal costs of releasing energy | Efficiency storing out | Annual fixed cost per MWh | Annual fixed costs per MW in | Annual fixed costs per MW out | Variable OM costs per MWh | Overnight investment costs in energy | Overnight investment costs in capacity in | Overnight investment costs in capacity out | Flat power plant availability | Technical Lifetime | Interest rate for calculating investment annuities | Maximum Energy | Maximum Power | Storage level start | Minimum reservoir filling level | Fixed exogenous capacities for model application
Note: | [7 empty] | considered equal to PHS | Costs for 2030 |  | not differentiated for hours |  |  | Potentials for 2020 according to Scholz (2012); includes run-of-river
Unit: |  | [EUR/MWh] | [%] | [EUR/MWh] | [EUR/MW] | [EUR/MW] | [EUR/MWh] | [EUR/MWh] | [EUR/MW] | [EUR/MW] | [%] | [a] | [%] | [MWh] | [MW] | [%] | [%] | [MW]
Node | Storage | mc | efficiency_out | fixed_costs_energy | fixed_costs_power_in | fixed_costs_power_out | variable_om | oc_energy | oc_capacity_in | oc_capacity_out | availability | lifetime | interest_rate | max_energy | max_power | level_start | level_min | fixed_capacities_power | min_flh
DE | rsvr | 0.1 | 0.95 |  |  | 30000 | 0 | 10000 |  | 200000 | 0.98 | 50 | 0.07 | 3640401 | 9102 | 0.3 | 0 | 0 | 0
AT | rsvr | 0.1 | 0.95 |  |  | 30000 | 0 | 10000 |  | 200000 | 0.98 | 50 | 0.07 | 71000000 | 1000000 | 0.5 | 0.25 | 0 | 0
BE | rsvr | 0.1 | 0.95 |  |  | 30000 | 0 | 10000 |  | 200000 | 0.98 | 50 | 0.07 | 0 | 0 | 0 | 0 | 0 | 0
CH | rsvr | 0.1 | 0.95 |  |  | 30000 | 0 | 10000 |  | 200000 | 0.98 | 50 | 0.07 | 40000000 | 1000000 | 0.5 | 0.25 | 0 | 0
CZ | rsvr | 0.1 | 0.95 |  |  | 30000 | 0 | 10000 |  | 200000 | 0.98 | 50 | 0.07 | 0 | 0 | 0 | 0 | 0 | 0
DK | rsvr | 0.1 | 0.95 |  |  | 30000 | 0 | 10000 |  | 200000 | 0.98 | 50 | 0.07 | 0 | 0 | 0 | 0 | 0 | 0
FR | rsvr | 0.1 | 0.95 |  |  | 30000 | 0 | 10000 |  | 200000 | 0.98 | 50 | 0.07 | 93000000 | 1000000 | 0.5 | 0.25 | 0 | 0
IT | rsvr | 0.1 | 0.95 |  |  | 30000 | 0 | 10000 |  | 200000 | 0.98 | 50 | 0.07 | 40000000 | 1000000 | 0.5 | 0.25 | 0 | 0
LU | rsvr | 0.1 | 0.95 |  |  | 30000 | 0 | 10000 |  | 200000 | 0.98 | 50 | 0.07 | 40000000 | 1000000 | 0.5 | 0.25 | 0 | 0
NL | rsvr | 0.1 | 0.95 |  |  | 30000 | 0 | 10000 |  | 200000 | 0.98 | 50 | 0.07 | 0 | 0 | 0 | 0 | 0 | 0
PL | rsvr | 0.1 | 0.95 |  |  | 30000 | 0 | 10000 |  | 200000 | 0.98 | 50 | 0.07 | 0 | 0 | 0 | 0 | 0 | 0

## DSM
Source: |  |  | Frontier (2014) | Frontier (2014), own assumptions | Frontier (2014) | Own assumptions | Own assumptions | Frontier (2014), Gils (2014) | Klobasa (2007), Agora ( 2013), Gils (2014), Own assumption | Own assumption | Own assumption
Description: | DSM technology | DSM technology type (curtailment, shifting) | Marginal Costs | Annual fixed costs | Overnight investment costs | Technical lifetime | Interest rate for calculating investment annuities | Maximum installable capacity | Maximum load curtailment/shifting duration | Recovery time until next use | Roundtrip efficiency
Unit: |  |  | [EUR/MWh] | [EUR/MW] | [EUR/MWh] | [a] | [%] | [MW] | [h] | [h] | [%]
Node | DSM | type | mc | fc | oc | lifetime | interest_rate | max_installable | max_duration | recovery_time | efficiency
DE | DSM_curt1 | curt | 500 | 1000 | 10000 | 10 | 0.04 | 3300 | 4 | 24
DE | DSM_curt2 | curt | 1500 | 1000 | 10000 | 10 | 0.04 | 1600 | 4 | 24
DE | DSM_curt3 | curt | 8000 | 1000 | 10000 | 10 | 0.04 | 5400 | 4 | 24
DE | DSM_shift1 | shift | 0.5 | 0 | 745319.841 | 10 | 0.04 | 792.5 | 1 | 1 | 1
DE | DSM_shift2 | shift | 0.5 | 0 | 1516558.9046 | 10 | 0.04 | 2534.75 | 2 | 1 | 1
DE | DSM_shift3 | shift | 50 | 0 | 10000 | 10 | 0.04 | 1385 | 3 | 1 | 1
DE | DSM_shift4 | shift | 0.5 | 0 | 834723.4189 | 10 | 0.04 | 1450.75 | 4 | 1 | 1
DE | DSM_shift5 | shift | 0.5 | 0 | 30000 | 10 | 0.04 | 1050 | 12 | 1 | 1
AT | DSM_curt1 | curt | 500 | 1000 | 10000 | 10 | 0.04 | 3300 | 4 | 24
AT | DSM_curt2 | curt | 1500 | 1000 | 10000 | 10 | 0.04 | 1600 | 4 | 24
AT | DSM_curt3 | curt | 8000 | 1000 | 10000 | 10 | 0.04 | 5400 | 4 | 24
AT | DSM_shift1 | shift | 0.5 | 0 | 745319.841 | 10 | 0.04 | 792.5 | 1 | 1 | 1
AT | DSM_shift2 | shift | 0.5 | 0 | 1516558.9046 | 10 | 0.04 | 2534.75 | 2 | 1 | 1
AT | DSM_shift3 | shift | 50 | 0 | 10000 | 10 | 0.04 | 1385 | 3 | 1 | 1
AT | DSM_shift4 | shift | 0.5 | 0 | 834723.4189 | 10 | 0.04 | 1450.75 | 4 | 1 | 1
AT | DSM_shift5 | shift | 0.5 | 0 | 30000 | 10 | 0.04 | 1050 | 12 | 1 | 1
BE | DSM_curt1 | curt | 500 | 1000 | 10000 | 10 | 0.04 | 3300 | 4 | 24
BE | DSM_curt2 | curt | 1500 | 1000 | 10000 | 10 | 0.04 | 1600 | 4 | 24
BE | DSM_curt3 | curt | 8000 | 1000 | 10000 | 10 | 0.04 | 5400 | 4 | 24
BE | DSM_shift1 | shift | 0.5 | 0 | 745319.841 | 10 | 0.04 | 792.5 | 1 | 1 | 1
BE | DSM_shift2 | shift | 0.5 | 0 | 1516558.9046 | 10 | 0.04 | 2534.75 | 2 | 1 | 1
BE | DSM_shift3 | shift | 50 | 0 | 10000 | 10 | 0.04 | 1385 | 3 | 1 | 1
BE | DSM_shift4 | shift | 0.5 | 0 | 834723.4189 | 10 | 0.04 | 1450.75 | 4 | 1 | 1
BE | DSM_shift5 | shift | 0.5 | 0 | 30000 | 10 | 0.04 | 1050 | 12 | 1 | 1
CH | DSM_curt1 | curt | 500 | 1000 | 10000 | 10 | 0.04 | 3300 | 4 | 24
CH | DSM_curt2 | curt | 1500 | 1000 | 10000 | 10 | 0.04 | 1600 | 4 | 24
CH | DSM_curt3 | curt | 8000 | 1000 | 10000 | 10 | 0.04 | 5400 | 4 | 24
CH | DSM_shift1 | shift | 0.5 | 0 | 745319.841 | 10 | 0.04 | 792.5 | 1 | 1 | 1
CH | DSM_shift2 | shift | 0.5 | 0 | 1516558.9046 | 10 | 0.04 | 2534.75 | 2 | 1 | 1
CH | DSM_shift3 | shift | 50 | 0 | 10000 | 10 | 0.04 | 1385 | 3 | 1 | 1
CH | DSM_shift4 | shift | 0.5 | 0 | 834723.4189 | 10 | 0.04 | 1450.75 | 4 | 1 | 1
CH | DSM_shift5 | shift | 0.5 | 0 | 30000 | 10 | 0.04 | 1050 | 12 | 1 | 1
CZ | DSM_curt1 | curt | 500 | 1000 | 10000 | 10 | 0.04 | 3300 | 4 | 24
CZ | DSM_curt2 | curt | 1500 | 1000 | 10000 | 10 | 0.04 | 1600 | 4 | 24
CZ | DSM_curt3 | curt | 8000 | 1000 | 10000 | 10 | 0.04 | 5400 | 4 | 24
CZ | DSM_shift1 | shift | 0.5 | 0 | 745319.841 | 10 | 0.04 | 792.5 | 1 | 1 | 1
CZ | DSM_shift2 | shift | 0.5 | 0 | 1516558.9046 | 10 | 0.04 | 2534.75 | 2 | 1 | 1
CZ | DSM_shift3 | shift | 50 | 0 | 10000 | 10 | 0.04 | 1385 | 3 | 1 | 1
CZ | DSM_shift4 | shift | 0.5 | 0 | 834723.4189 | 10 | 0.04 | 1450.75 | 4 | 1 | 1
CZ | DSM_shift5 | shift | 0.5 | 0 | 30000 | 10 | 0.04 | 1050 | 12 | 1 | 1
DK | DSM_curt1 | curt | 500 | 1000 | 10000 | 10 | 0.04 | 3300 | 4 | 24
DK | DSM_curt2 | curt | 1500 | 1000 | 10000 | 10 | 0.04 | 1600 | 4 | 24
DK | DSM_curt3 | curt | 8000 | 1000 | 10000 | 10 | 0.04 | 5400 | 4 | 24
DK | DSM_shift1 | shift | 0.5 | 0 | 745319.841 | 10 | 0.04 | 792.5 | 1 | 1 | 1
DK | DSM_shift2 | shift | 0.5 | 0 | 1516558.9046 | 10 | 0.04 | 2534.75 | 2 | 1 | 1
DK | DSM_shift3 | shift | 50 | 0 | 10000 | 10 | 0.04 | 1385 | 3 | 1 | 1
DK | DSM_shift4 | shift | 0.5 | 0 | 834723.4189 | 10 | 0.04 | 1450.75 | 4 | 1 | 1
DK | DSM_shift5 | shift | 0.5 | 0 | 30000 | 10 | 0.04 | 1050 | 12 | 1 | 1
FR | DSM_curt1 | curt | 500 | 1000 | 10000 | 10 | 0.04 | 3300 | 4 | 24
FR | DSM_curt2 | curt | 1500 | 1000 | 10000 | 10 | 0.04 | 1600 | 4 | 24
FR | DSM_curt3 | curt | 8000 | 1000 | 10000 | 10 | 0.04 | 5400 | 4 | 24
FR | DSM_shift1 | shift | 0.5 | 0 | 745319.841 | 10 | 0.04 | 792.5 | 1 | 1 | 1
FR | DSM_shift2 | shift | 0.5 | 0 | 1516558.9046 | 10 | 0.04 | 2534.75 | 2 | 1 | 1
FR | DSM_shift3 | shift | 50 | 0 | 10000 | 10 | 0.04 | 1385 | 3 | 1 | 1
FR | DSM_shift4 | shift | 0.5 | 0 | 834723.4189 | 10 | 0.04 | 1450.75 | 4 | 1 | 1
FR | DSM_shift5 | shift | 0.5 | 0 | 30000 | 10 | 0.04 | 1050 | 12 | 1 | 1
IT | DSM_curt1 | curt | 500 | 1000 | 10000 | 10 | 0.04 | 3300 | 4 | 24
IT | DSM_curt2 | curt | 1500 | 1000 | 10000 | 10 | 0.04 | 1600 | 4 | 24
IT | DSM_curt3 | curt | 8000 | 1000 | 10000 | 10 | 0.04 | 5400 | 4 | 24
IT | DSM_shift1 | shift | 0.5 | 0 | 745319.841 | 10 | 0.04 | 792.5 | 1 | 1 | 1
IT | DSM_shift2 | shift | 0.5 | 0 | 1516558.9046 | 10 | 0.04 | 2534.75 | 2 | 1 | 1
IT | DSM_shift3 | shift | 50 | 0 | 10000 | 10 | 0.04 | 1385 | 3 | 1 | 1
IT | DSM_shift4 | shift | 0.5 | 0 | 834723.4189 | 10 | 0.04 | 1450.75 | 4 | 1 | 1
IT | DSM_shift5 | shift | 0.5 | 0 | 30000 | 10 | 0.04 | 1050 | 12 | 1 | 1
LU | DSM_curt1 | curt | 500 | 1000 | 10000 | 10 | 0.04 | 3300 | 4 | 24
LU | DSM_curt2 | curt | 1500 | 1000 | 10000 | 10 | 0.04 | 1600 | 4 | 24
LU | DSM_curt3 | curt | 8000 | 1000 | 10000 | 10 | 0.04 | 5400 | 4 | 24
LU | DSM_shift1 | shift | 0.5 | 0 | 745319.841 | 10 | 0.04 | 792.5 | 1 | 1 | 1
LU | DSM_shift2 | shift | 0.5 | 0 | 1516558.9046 | 10 | 0.04 | 2534.75 | 2 | 1 | 1
LU | DSM_shift3 | shift | 50 | 0 | 10000 | 10 | 0.04 | 1385 | 3 | 1 | 1
LU | DSM_shift4 | shift | 0.5 | 0 | 834723.4189 | 10 | 0.04 | 1450.75 | 4 | 1 | 1
LU | DSM_shift5 | shift | 0.5 | 0 | 30000 | 10 | 0.04 | 1050 | 12 | 1 | 1
NL | DSM_curt1 | curt | 500 | 1000 | 10000 | 10 | 0.04 | 3300 | 4 | 24
NL | DSM_curt2 | curt | 1500 | 1000 | 10000 | 10 | 0.04 | 1600 | 4 | 24
NL | DSM_curt3 | curt | 8000 | 1000 | 10000 | 10 | 0.04 | 5400 | 4 | 24
NL | DSM_shift1 | shift | 0.5 | 0 | 745319.841 | 10 | 0.04 | 792.5 | 1 | 1 | 1
NL | DSM_shift2 | shift | 0.5 | 0 | 1516558.9046 | 10 | 0.04 | 2534.75 | 2 | 1 | 1
NL | DSM_shift3 | shift | 50 | 0 | 10000 | 10 | 0.04 | 1385 | 3 | 1 | 1
NL | DSM_shift4 | shift | 0.5 | 0 | 834723.4189 | 10 | 0.04 | 1450.75 | 4 | 1 | 1
NL | DSM_shift5 | shift | 0.5 | 0 | 30000 | 10 | 0.04 | 1050 | 12 | 1 | 1
PL | DSM_curt1 | curt | 500 | 1000 | 10000 | 10 | 0.04 | 3300 | 4 | 24
PL | DSM_curt2 | curt | 1500 | 1000 | 10000 | 10 | 0.04 | 1600 | 4 | 24
PL | DSM_curt3 | curt | 8000 | 1000 | 10000 | 10 | 0.04 | 5400 | 4 | 24
PL | DSM_shift1 | shift | 0.5 | 0 | 745319.841 | 10 | 0.04 | 792.5 | 1 | 1 | 1
PL | DSM_shift2 | shift | 0.5 | 0 | 1516558.9046 | 10 | 0.04 | 2534.75 | 2 | 1 | 1
PL | DSM_shift3 | shift | 50 | 0 | 10000 | 10 | 0.04 | 1385 | 3 | 1 | 1
PL | DSM_shift4 | shift | 0.5 | 0 | 834723.4189 | 10 | 0.04 | 1450.75 | 4 | 1 | 1
PL | DSM_shift5 | shift | 0.5 | 0 | 30000 | 10 | 0.04 | 1050 | 12 | 1 | 1

## EV
Source: |  | flexmex | flexmex | Own assumption | Own assumption based on Pape et al. (2014) | Own assumption based on Pape et al. (2014) | Own assumption | Kasten and Hacker (2014) | Own calculation based on Kasten and Hacker (2014), Schlesinger et al. (2014) and Plötz et al. (2014) | Kasten and Hacker (2014)
Description: | EV type | Marginal costs of discharging (V2G) | Marginal costs of charging | Penalty for using gasoline fuels | Efficiency of charging (G2V) | Efficiency of discharging (V2G) | Electric vehicle level start | Electric vehicle battery capacity | Share of electric vehicles per load profile | Defines whether an electric vehicle is a PHEV/REEV (1 if yes 0 otherwise)
Unit: |  | [EUR/MWh] | [EUR/MWh] | [EUR/MWh] | [%] | [%] | [%] | [MWh] | [%] | {0;1}
Node | EV | mc_charge | mc_discharge | penalty_fuel | efficiency_charge | efficiency_discharge | ev_start | ev_capacity | share_ev | ev_type
DE | ev1 | 25 | 5 | 1000 | 0.96 | 0.96 | 0.5 | 0.010525 | 0.067647 | 1
DE | ev2 | 25 | 5 | 1000 | 0.96 | 0.96 | 0.5 | 0.010525 | 0.14081 | 1
DE | ev3 | 25 | 5 | 1000 | 0.96 | 0.96 | 0.5 | 0.010525 | 0.081176 | 1
DE | ev4 | 25 | 5 | 1000 | 0.96 | 0.96 | 0.5 | 0.010525 | 0.067647 | 1
DE | ev5 | 25 | 5 | 1000 | 0.96 | 0.96 | 0.5 | 0.026778 | 0.012164 | 0
DE | ev6 | 25 | 5 | 1000 | 0.96 | 0.96 | 0.5 | 0.026778 | 0.024328 | 0
DE | ev7 | 25 | 5 | 1000 | 0.96 | 0.96 | 0.5 | 0.026778 | 0.012164 | 0
DE | ev8 | 25 | 5 | 1000 | 0.96 | 0.96 | 0.5 | 0.026778 | 0.010198 | 0
DE | ev9 | 25 | 5 | 1000 | 0.96 | 0.96 | 0.5 | 0.026778 | 0.024328 | 0
DE | ev10 | 25 | 5 | 1000 | 0.96 | 0.96 | 0.5 | 0.026778 | 0.0081094 | 0
DE | ev11 | 25 | 5 | 1000 | 0.96 | 0.96 | 0.5 | 0.026778 | 0.010137 | 0
DE | ev12 | 25 | 5 | 1000 | 0.96 | 0.96 | 0.5 | 0.026778 | 0.012886 | 0
DE | ev13 | 25 | 5 | 1000 | 0.96 | 0.96 | 0.5 | 0.0094446 | 0.072068 | 1
DE | ev14 | 25 | 5 | 1000 | 0.96 | 0.96 | 0.5 | 0.0094446 | 0.055437 | 1
DE | ev15 | 25 | 5 | 1000 | 0.96 | 0.96 | 0.5 | 0.0094446 | 0.055437 | 1
DE | ev16 | 25 | 5 | 1000 | 0.96 | 0.96 | 0.5 | 0.0094446 | 0.072068 | 1
DE | ev17 | 25 | 5 | 1000 | 0.96 | 0.96 | 0.5 | 0.022422 | 0.0089986 | 0
DE | ev18 | 25 | 5 | 1000 | 0.96 | 0.96 | 0.5 | 0.022422 | 0.031495 | 0
DE | ev19 | 25 | 5 | 1000 | 0.96 | 0.96 | 0.5 | 0.022422 | 0.012353 | 0
DE | ev20 | 25 | 5 | 1000 | 0.96 | 0.96 | 0.5 | 0.022422 | 0.013498 | 0
DE | ev21 | 25 | 5 | 1000 | 0.96 | 0.96 | 0.5 | 0.022422 | 0.031495 | 0
DE | ev22 | 25 | 5 | 1000 | 0.96 | 0.96 | 0.5 | 0.022422 | 0.010798 | 0
DE | ev23 | 25 | 5 | 1000 | 0.96 | 0.96 | 0.5 | 0.022422 | 0.010798 | 0
DE | ev24 | 25 | 5 | 1000 | 0.96 | 0.96 | 0.5 | 0.022422 | 0.01625 | 0
DE | ev25 | 25 | 5 | 1000 | 0.96 | 0.96 | 0.5 | 0.0076973 | 0.0091809 | 1
DE | ev26 | 25 | 5 | 1000 | 0.96 | 0.96 | 0.5 | 0.0076973 | 0.036724 | 1
DE | ev27 | 25 | 5 | 1000 | 0.96 | 0.96 | 0.5 | 0.0076973 | 0.036724 | 1
DE | ev28 | 25 | 5 | 1000 | 0.96 | 0.96 | 0.5 | 0.0076973 | 0.055085 | 1

## prosumage
Source: |  | Own assumptions |  |  | Own assumptions | Own assumptions | Own assumptions
Description: | Prosumage generation technology | Maximum Power |  | Prosumage storage technology | Maximum Power | Maximum Energy | Storage level start
Unit: |  | [MW] |  |  | [MW] | [MWh] | [%]
Node | technology | max_power | node | storage | max_power | max_energy | level_start
DE | pv | 100000 | DE | sto1 | 100000 | 100000 | 0.5
DE | wind_on | 0 | DE | sto2 | 0 | 0 | 0
DE | wind_off | 0 | DE | sto3 | 0 | 0 | 0
DE | ror | 0 | DE | sto4 | 0 | 0 | 0
DE | bio | 0 | DE | sto5 | 0 | 0 | 0
AT | pv | 0 | AT | sto1 | 0 | 0 | 0
AT | wind_on | 0 | AT | sto2 | 0 | 0 | 0
AT | wind_off | 0 | AT | sto3 | 0 | 0 | 0
AT | ror | 0 | AT | sto4 | 0 | 0 | 0
AT | bio | 0 | AT | sto5 | 0 | 0 | 0
BE | pv | 0 | AT | sto6 | 0 | 0 | 0
BE | wind_on | 0 | AT | sto7 | 0 | 0 | 0
BE | wind_off | 0 | BE | sto1 | 0 | 0 | 0
BE | ror | 0 | BE | sto2 | 0 | 0 | 0
BE | bio | 0 | BE | sto3 | 0 | 0 | 0
CH | pv | 0 | BE | sto4 | 0 | 0 | 0
CH | wind_on | 0 | BE | sto5 | 0 | 0 | 0
CH | wind_off | 0 | BE | sto6 | 0 | 0 | 0
CH | ror | 0 | BE | sto7 | 0 | 0 | 0
CH | bio | 0 | CH | sto1 | 0 | 0 | 0
CZ | pv | 0 | CH | sto2 | 0 | 0 | 0
CZ | wind_on | 0 | CH | sto3 | 0 | 0 | 0
CZ | wind_off | 0 | CH | sto4 | 0 | 0 | 0
CZ | ror | 0 | CH | sto5 | 0 | 0 | 0
CZ | bio | 0 | CH | sto6 | 0 | 0 | 0
DK | pv | 0 | CZ | sto5 | 0 | 0 | 0
DK | wind_on | 0 | CZ | sto6 | 0 | 0 | 0
DK | wind_off | 0 | CZ | sto7 | 0 | 0 | 0
DK | ror | 0 | DE | sto1 | 0 | 0 | 0
DK | bio | 0 | DE | sto2 | 0 | 0 | 0
FR | pv | 0 | DE | sto3 | 0 | 0 | 0
FR | wind_on | 0 | DE | sto4 | 0 | 0 | 0
FR | wind_off | 0 | DE | sto5 | 0 | 0 | 0
FR | ror | 0 | DE | sto6 | 0 | 0 | 0
FR | bio | 0 | DE | sto7 | 0 | 0 | 0
IT | pv | 0 | DK | sto1 | 0 | 0 | 0
IT | wind_on | 0 | DK | sto2 | 0 | 0 | 0
IT | wind_off | 0 | DK | sto3 | 0 | 0 | 0
IT | ror | 0 | DK | sto4 | 0 | 0 | 0
IT | bio | 0 | DK | sto5 | 0 | 0 | 0
LU | pv | 0 | DK | sto6 | 0 | 0 | 0
LU | wind_on | 0 | DK | sto7 | 0 | 0 | 0
LU | wind_off | 0 | FR | sto1 | 0 | 0 | 0
LU | ror | 0 | FR | sto2 | 0 | 0 | 0
LU | bio | 0 | FR | sto3 | 0 | 0 | 0
NL | pv | 0 | FR | sto4 | 0 | 0 | 0
NL | wind_on | 0 | FR | sto5 | 0 | 0 | 0
NL | wind_off | 0 | FR | sto6 | 0 | 0 | 0
NL | ror | 0 | FR | sto7 | 0 | 0 | 0
NL | bio | 0 | IT | sto1 | 0 | 0 | 0
PL | pv | 0 | IT | sto2 | 0 | 0 | 0
PL | wind_on | 0 | IT | sto3 | 0 | 0 | 0
PL | wind_off | 0 | IT | sto4 | 0 | 0 | 0
PL | ror | 0 | IT | sto5 | 0 | 0 | 0
PL | bio | 0 | IT | sto6 | 0 | 0 | 0
|  |  | IT | sto7 | 0 | 0 | 0
|  |  | LU | sto1 | 0 | 0 | 0
|  |  | LU | sto2 | 0 | 0 | 0
|  |  | LU | sto3 | 0 | 0 | 0
|  |  | LU | sto4 | 0 | 0 | 0
|  |  | LU | sto5 | 0 | 0 | 0
|  |  | LU | sto6 | 0 | 0 | 0
|  |  | LU | sto7 | 0 | 0 | 0
|  |  | NL | sto1 | 0 | 0 | 0
|  |  | NL | sto2 | 0 | 0 | 0
|  |  | NL | sto3 | 0 | 0 | 0
|  |  | NL | sto4 | 0 | 0 | 0
|  |  | NL | sto5 | 0 | 0 | 0
|  |  | NL | sto6 | 0 | 0 | 0
|  |  | NL | sto7 | 0 | 0 | 0
|  |  | PL | sto1 | 0 | 0 | 0
|  |  | PL | sto2 | 0 | 0 | 0
|  |  | PL | sto3 | 0 | 0 | 0
|  |  | PL | sto4 | 0 | 0 | 0
|  |  | PL | sto5 | 0 | 0 | 0
|  |  | PL | sto6 | 0 | 0 | 0
|  |  | PL | sto7 | 0 | 0 | 0

## reserves
Source: |  |  |  |  | Own calculations based on Ziegenhagen (2013), assumption of 30% improved forecast error compared to 2012 | Own calculations based on Ziegenhagen (2013), assumption of 30% improved forecast error compared to 2012 | Own calculations based on Ziegenhagen (2013), assumption of 30% improved forecast error compared to 2012 | Own calculations based on Ziegenhagen (2013), assumption of 30% improved forecast error compared to 2012 | regelleistung.net (2014a), regelleistung.net (2014b) | Own assumption | Own assumption
Description: | Reserves type | Reserves type (positive, negative) | Reserves type (spinning, nonspinning) | Reserves type (primal, nonprimal) | Intercept of the regression line for endogenous reserve requirements | Slope of the regression line for endogenous reserve requirements | Slope of the regression line for endogenous reserve requirements | Slope of the regression line for endogenous reserve requirements | Share of nonprimal reserves between secondary and tertiary | Primary reserve requirements as share of nonprimary reserve requirements | Reaction time of a technology required to provide reserves of specified quality | Assumption for exogenously fixed reserve requirements
Unit: |  |  |  |  | [0;inf] | [0;inf] | [0;inf] | [0;inf] | [0;inf] | [%] | [min] | [MW]
Node | quality | type_updown | type_spin | type_prim | intercept | slope_wind_on | slope_wind_off | slope_pv | share_sr_mr | fraction_pr | reaction_time | fixed_reserves
DE | PR_up | up | spin | prim | [5 empty] | 0.05 | 0.5 | 576
DE | PR_do | do | spin | prim | [5 empty] | 0.05 | 0.5 | 576
DE | SR_up | up | spin | nonprim | 1.9115 | 0.031234 | 0.031234 | 0.049851 | 0.51143 |  | 5 | 658
DE | SR_do | do | spin | nonprim | 3.2419 | 0.025949 | 0.025949 | 0.018177 | 0.47092 |  | 5 | 658
DE | MR_up | up | nonspin | nonprim | 1.9115 | 0.031234 | 0.031234 | 0.049851 | 0.48857 |  | 15 | 754
DE | MR_do | do | nonspin | nonprim | 3.2419 | 0.025949 | 0.025949 | 0.018177 | 0.52908 |  | 15 | 754
AT | PR_up | up | spin | prim | [5 empty] | 0.05 | 0.5 | 65
AT | PR_do | do | spin | prim | [5 empty] | 0.05 | 0.5 | 65
AT | SR_up | up | spin | nonprim | 1.9115 | 0.031234 | 0.031234 | 0.049851 | 0.51143 |  | 5 | 200
AT | SR_do | do | spin | nonprim | 3.2419 | 0.025949 | 0.025949 | 0.018177 | 0.47092 |  | 5 | 200
AT | MR_up | up | nonspin | nonprim | 1.9115 | 0.031234 | 0.031234 | 0.049851 | 0.48857 |  | 15 | 280
AT | MR_do | do | nonspin | nonprim | 3.2419 | 0.025949 | 0.025949 | 0.018177 | 0.52908 |  | 15 | 125
BE | PR_up | up | spin | prim | [5 empty] | 0.05 | 0.5 | 810
BE | PR_do | do | spin | prim | [5 empty] | 0.05 | 0.5 | 270
BE | SR_up | up | spin | nonprim | 1.9115 | 0.031234 | 0.031234 | 0.049851 | 0.51143 |  | 5 | 140
BE | SR_do | do | spin | nonprim | 3.2419 | 0.025949 | 0.025949 | 0.018177 | 0.47092 |  | 5 | 140
BE | MR_up | up | nonspin | nonprim | 1.9115 | 0.031234 | 0.031234 | 0.049851 | 0.48857 |  | 15 | 400
BE | MR_do | do | nonspin | nonprim | 3.2419 | 0.025949 | 0.025949 | 0.018177 | 0.52908 |  | 15 | 400
CH | PR_up | up | spin | prim | [5 empty] | 0.05 | 0.5 | 65
CH | PR_do | do | spin | prim | [5 empty] | 0.05 | 0.5 | 65
CH | SR_up | up | spin | nonprim | 1.9115 | 0.031234 | 0.031234 | 0.049851 | 0.51143 |  | 5 | 200
CH | SR_do | do | spin | nonprim | 3.2419 | 0.025949 | 0.025949 | 0.018177 | 0.47092 |  | 5 | 200
CH | MR_up | up | nonspin | nonprim | 1.9115 | 0.031234 | 0.031234 | 0.049851 | 0.48857 |  | 15 | 280
CH | MR_do | do | nonspin | nonprim | 3.2419 | 0.025949 | 0.025949 | 0.018177 | 0.52908 |  | 15 | 125
CZ | PR_up | up | spin | prim | [5 empty] | 0.05 | 0.5 | 353
CZ | PR_do | do | spin | prim | [5 empty] | 0.05 | 0.5 | 353
CZ | SR_up | up | spin | nonprim | 1.9115 | 0.031234 | 0.031234 | 0.049851 | 0.51143 |  | 5 | 84
CZ | SR_do | do | spin | nonprim | 3.2419 | 0.025949 | 0.025949 | 0.018177 | 0.47092 |  | 5 | 84
CZ | MR_up | up | nonspin | nonprim | 1.9115 | 0.031234 | 0.031234 | 0.049851 | 0.48857 |  | 15 | 741
CZ | MR_do | do | nonspin | nonprim | 3.2419 | 0.025949 | 0.025949 | 0.018177 | 0.52908 |  | 15 | 278
DK | PR_up | up | spin | prim | [5 empty] | 0.05 | 0.5 | 100
DK | PR_do | do | spin | prim | [5 empty] | 0.05 | 0.5 | 100
DK | SR_up | up | spin | nonprim | 1.9115 | 0.031234 | 0.031234 | 0.049851 | 0.51143 |  | 5 | 270
DK | SR_do | do | spin | nonprim | 3.2419 | 0.025949 | 0.025949 | 0.018177 | 0.47092 |  | 5 | 270
DK | MR_up | up | nonspin | nonprim | 1.9115 | 0.031234 | 0.031234 | 0.049851 | 0.48857 |  | 15 | 300
DK | MR_do | do | nonspin | nonprim | 3.2419 | 0.025949 | 0.025949 | 0.018177 | 0.52908 |  | 15 | 300
FR | PR_up | up | spin | prim | [5 empty] | 0.05 | 0.5 | 576
FR | PR_do | do | spin | prim | [5 empty] | 0.05 | 0.5 | 576
FR | SR_up | up | spin | nonprim | 1.9115 | 0.031234 | 0.031234 | 0.049851 | 0.51143 |  | 5 | 658
FR | SR_do | do | spin | nonprim | 3.2419 | 0.025949 | 0.025949 | 0.018177 | 0.47092 |  | 5 | 658
FR | MR_up | up | nonspin | nonprim | 1.9115 | 0.031234 | 0.031234 | 0.049851 | 0.48857 |  | 15 | 754
FR | MR_do | do | nonspin | nonprim | 3.2419 | 0.025949 | 0.025949 | 0.018177 | 0.52908 |  | 15 | 754
IT | PR_up | up | spin | prim | [5 empty] | 0.05 | 0.5 | 576
IT | PR_do | do | spin | prim | [5 empty] | 0.05 | 0.5 | 576
IT | SR_up | up | spin | nonprim | 1.9115 | 0.031234 | 0.031234 | 0.049851 | 0.51143 |  | 5 | 658
IT | SR_do | do | spin | nonprim | 3.2419 | 0.025949 | 0.025949 | 0.018177 | 0.47092 |  | 5 | 658
IT | MR_up | up | nonspin | nonprim | 1.9115 | 0.031234 | 0.031234 | 0.049851 | 0.48857 |  | 15 | 754
IT | MR_do | do | nonspin | nonprim | 3.2419 | 0.025949 | 0.025949 | 0.018177 | 0.52908 |  | 15 | 754
LU | PR_up | up | spin | prim | [5 empty] | 0.05 | 0.5 | 576
LU | PR_do | do | spin | prim | [5 empty] | 0.05 | 0.5 | 576
LU | SR_up | up | spin | nonprim | 1.9115 | 0.031234 | 0.031234 | 0.049851 | 0.51143 |  | 5 | 658
LU | SR_do | do | spin | nonprim | 3.2419 | 0.025949 | 0.025949 | 0.018177 | 0.47092 |  | 5 | 658
LU | MR_up | up | nonspin | nonprim | 1.9115 | 0.031234 | 0.031234 | 0.049851 | 0.48857 |  | 15 | 754
LU | MR_do | do | nonspin | nonprim | 3.2419 | 0.025949 | 0.025949 | 0.018177 | 0.52908 |  | 15 | 754
NL | PR_up | up | spin | prim | [5 empty] | 0.05 | 0.5 | 96
NL | PR_do | do | spin | prim | [5 empty] | 0.05 | 0.5 | 96
NL | SR_up | up | spin | nonprim | 1.9115 | 0.031234 | 0.031234 | 0.049851 | 0.51143 |  | 5 | 399
NL | SR_do | do | spin | nonprim | 3.2419 | 0.025949 | 0.025949 | 0.018177 | 0.47092 |  | 5 | 520
NL | MR_up | up | nonspin | nonprim | 1.9115 | 0.031234 | 0.031234 | 0.049851 | 0.48857 |  | 15 | 300
PL | PR_up | up | spin | prim | [5 empty] | 0.05 | 0.5 | 560
PL | PR_do | do | spin | prim | [5 empty] | 0.05 | 0.5 | 560
PL | SR_up | up | spin | nonprim | 1.9115 | 0.031234 | 0.031234 | 0.049851 | 0.51143 |  | 5 | 170
PL | SR_do | do | spin | nonprim | 3.2419 | 0.025949 | 0.025949 | 0.018177 | 0.47092 |  | 5 | 170
PL | MR_up | up | nonspin | nonprim | 1.9115 | 0.031234 | 0.031234 | 0.049851 | 0.48857 |  | 15 | 300
PL | MR_do | do | nonspin | nonprim | 3.2419 | 0.025949 | 0.025949 | 0.018177 | 0.52908 |  | 15 | 300

## heat
Source: | [6 empty] | O'Dwyer et al (2018) | O'Dwyer et al (2018) | own assumption | O'Dwyer et al (2018) | own assumption | own assumption | own assumption | own assumption | own assumption | own assumption | Natural gas price | own assumption | own assumption | own assumption | own assumption
Description: | Building archetypes | Heating technologies | Type of heating technology (feeds to storage/does not feed to storage) | Type of heating technology (heat pump/no heat pump) | Type of heating technology (uses electricity/does not use electricity) | Type of heating technology (uses fossil fuels/does not use fossil fuels) | Share of heating technology among total floor area of building archetype | Floor area building archetype | Static efficiency | Dynamic efficiency | Maximum energy intake per hour | Maximum heat output per hour | Energy capacity | Initial heat storage level | Temperature of the sink for heat pumps | Temperature of the source for heat pumps | Penalty for hybrid heating technologies when using fossil fuels | Static efficiency of SETS auxiliary DHW units | Energy capacity of SETS auxiliary DHW units | Power rating of SETS auxiliary DHW units - electricity input | Power rating of SETS auxiliary DHW units - heat output
Unit: | [6 empty] | [%] | [m^2] | [%] | [%] | [MW/m^2] | [MW/m^2] | [MWh/m^2] | [%] | [°C] | [°C] | [EUR/MWh) | [%] | [MW/m^2] | [MW/m^2] | [MWh/m^2]
Node | Building type | Heating type | feeds to storage | heat_pump | electric | fossil | share | area_floor | static_efficiency | dynamic_efficiency | max_power | max_outflow | max_level | level_ini | temperature_sink | temperature_source | penalty_non-electric_heat_supply | static_efficiency_sets_aux_dhw | max_energy_sets_aux_dhw | max_power_in_sets_aux_dhw | max_power_out_sets_aux_dhw
DE | bu1 | dir | no | no | no | no | 0 | 246705003.0562 |  |  | 0 | 0 | 0
DE | bu1 | setsh | no | no | no | no | 0.029 | 246705003.0562 | 0.975 | 1 | 0 | 0 | 0 | 0 |  |  |  | 0.9957 | 0 | 0 | 0
DE | bu1 | hp_as | yes | yes | no | no | 0.005 | 246705003.0562 | 0.9957 | 0.35 | 0 | 0 | 0 | 0.5 | 50
DE | bu1 | hp_gs | yes | yes | no | no | 0.005 | 246705003.0562 | 0.9957 | 0.45 | 0 | 0 | 0 | 0.5 | 50 | 10
DE | bu1 | hp_as_elec | yes | yes | yes | no | 0 | 246705003.0562 | 0.9957 | 0.35 | 0 | 0 | 0 | 0.5 | 50
DE | bu1 | hp_gs_elec | yes | yes | yes | no | 0 | 246705003.0562 | 0.9957 | 0.45 | 0 | 0 | 0 | 0.5 | 50 | 10
DE | bu1 | gas_elec | yes | no | yes | yes | 0 | 246705003.0562 | 0.9957 |  | 0 | 0 | 0 | 0.5 |  |  | 32.7273
DE | bu1 | oil_elec | yes | no | yes | yes | 0 | 246705003.0562 | 0.9957 |  | 0 | 0 | 0 | 0.5 |  |  | 50.5178
DE | bu1 | gas_hp_as | yes | yes | no | yes | 0 | 246705003.0562 | 0.9957 | 0.35 | 0 | 0 | 0 | 0.5 | 50 |  | 32.7273
DE | bu1 | gas_hp_gs | yes | yes | no | yes | 0 | 246705003.0562 | 0.9957 | 0.45 | 0 | 0 | 0 | 0.5 | 50 | 10 | 32.7273
DE | bu2 | dir | no | no | no | no | 0 | 170430274.4126 |  |  | 0 | 0 | 0
DE | bu2 | setsh | no | no | no | no | 0.021 | 170430274.4126 | 0.975 | 1 | 0 | 0 | 0 | 0 |  |  |  | 0.9957 | 0 | 0 | 0
DE | bu2 | hp_as | yes | yes | no | no | 0.0065 | 170430274.4126 | 0.9957 | 0.35 | 0 | 0 | 0 | 0.5 | 50
DE | bu2 | hp_gs | yes | yes | no | no | 0.0065 | 170430274.4126 | 0.9957 | 0.45 | 0 | 0 | 0 | 0.5 | 50 | 10
DE | bu2 | hp_as_elec | yes | yes | yes | no | 0 | 170430274.4126 | 0.9957 | 0.35 | 0 | 0 | 0 | 0.5 | 50
DE | bu2 | hp_gs_elec | yes | yes | yes | no | 0 | 170430274.4126 | 0.9957 | 0.45 | 0 | 0 | 0 | 0.5 | 50 | 10
DE | bu2 | gas_elec | yes | no | yes | yes | 0 | 170430274.4126 | 0.9957 | 0.99 | 0 | 0 | 0 | 0.5 |  |  | 32.7273
DE | bu2 | oil_elec | yes | no | yes | yes | 0 | 170430274.4126 | 0.9957 | 0.99 | 0 | 0 | 0 | 0.5 |  |  | 50.5178
DE | bu2 | gas_hp_as | yes | yes | no | yes | 0 | 170430274.4126 | 0.9957 | 0.35 | 0 | 0 | 0 | 0.5 | 50 |  | 32.7273
DE | bu2 | gas_hp_gs | yes | yes | no | yes | 0 | 170430274.4126 | 0.9957 | 0.45 | 0 | 0 | 0 | 0.5 | 50 | 10 | 32.7273
DE | bu3 | dir | no | no | no | no | 0 | 431156503.7078 |  |  | 0 | 0 | 0
DE | bu3 | setsh | no | no | no | no | 0.029 | 431156503.7078 | 0.975 | 1 | 0 | 0 | 0 | 0 |  |  |  | 0.9957 | 0 | 0 | 0
DE | bu3 | hp_as | yes | yes | no | no | 0.005 | 431156503.7078 | 0.9957 | 0.35 | 0 | 0 | 0 | 0.5 | 50
DE | bu3 | hp_gs | yes | yes | no | no | 0.005 | 431156503.7078 | 0.9957 | 0.45 | 0 | 0 | 0 | 0.5 | 50 | 10
DE | bu3 | hp_as_elec | yes | yes | yes | no | 0 | 431156503.7078 | 0.9957 | 0.35 | 0 | 0 | 0 | 0.5 | 50
DE | bu3 | hp_gs_elec | yes | yes | yes | no | 0 | 431156503.7078 | 0.9957 | 0.45 | 0 | 0 | 0 | 0.5 | 50 | 10
DE | bu3 | gas_elec | yes | no | yes | yes | 0 | 431156503.7078 | 0.9957 | 0.99 | 0 | 0 | 0 | 0.5 |  |  | 32.7273
DE | bu3 | oil_elec | yes | no | yes | yes | 0 | 431156503.7078 | 0.9957 | 0.99 | 0 | 0 | 0 | 0.5 |  |  | 50.5178
DE | bu3 | gas_hp_as | yes | yes | no | yes | 0 | 431156503.7078 | 0.9957 | 0.35 | 0 | 0 | 0 | 0.5 | 50 |  | 32.7273
DE | bu3 | gas_hp_gs | yes | yes | no | yes | 0 | 431156503.7078 | 0.9957 | 0.45 | 0 | 0 | 0 | 0.5 | 50 | 10 | 32.7273
DE | bu4 | dir | no | no | no | no | 0 | 321505424.4065 |  |  | 0 | 0 | 0
DE | bu4 | setsh | no | no | no | no | 0.021 | 321505424.4065 | 0.975 | 1 | 0 | 0 | 0 | 0 |  |  |  | 0.9957 | 0 | 0 | 0
DE | bu4 | hp_as | yes | yes | no | no | 0.0065 | 321505424.4065 | 0.9957 | 0.35 | 0 | 0 | 0 | 0.5 | 50
DE | bu4 | hp_gs | yes | yes | no | no | 0.0065 | 321505424.4065 | 0.9957 | 0.45 | 0 | 0 | 0 | 0.5 | 50 | 10
DE | bu4 | hp_as_elec | yes | yes | yes | no | 0 | 321505424.4065 | 0.9957 | 0.35 | 0 | 0 | 0 | 0.5 | 50
DE | bu4 | hp_gs_elec | yes | yes | yes | no | 0 | 321505424.4065 | 0.9957 | 0.45 | 0 | 0 | 0 | 0.5 | 50 | 10
DE | bu4 | gas_elec | yes | no | yes | yes | 0 | 321505424.4065 | 0.9957 | 0.99 | 0 | 0 | 0 | 0.5 |  |  | 32.7273
DE | bu4 | oil_elec | yes | no | yes | yes | 0 | 321505424.4065 | 0.9957 | 0.99 | 0 | 0 | 0 | 0.5 |  |  | 50.5178
DE | bu4 | gas_hp_as | yes | yes | no | yes | 0 | 321505424.4065 | 0.9957 | 0.35 | 0 | 0 | 0 | 0.5 | 50 |  | 32.7273
DE | bu4 | gas_hp_gs | yes | yes | no | yes | 0 | 321505424.4065 | 0.9957 | 0.45 | 0 | 0 | 0 | 0.5 | 50 | 10 | 32.7273
DE | bu5 | dir | no | no | no | no | 0 | 445548878.3472 |  |  | 0 | 0 | 0
DE | bu5 | setsh | no | no | no | no | 0.037 | 445548878.3472 | 0.975 | 1 | 0 | 0 | 0 | 0 |  |  |  | 0.9957 | 0 | 0 | 0
DE | bu5 | hp_as | yes | yes | no | no | 0.0085 | 445548878.3472 | 0.9957 | 0.35 | 0 | 0 | 0 | 0.5 | 50
DE | bu5 | hp_gs | yes | yes | no | no | 0.0085 | 445548878.3472 | 0.9957 | 0.45 | 0 | 0 | 0 | 0.5 | 50 | 10
DE | bu5 | hp_as_elec | yes | yes | yes | no | 0 | 445548878.3472 | 0.9957 | 0.35 | 0 | 0 | 0 | 0.5 | 50
DE | bu5 | hp_gs_elec | yes | yes | yes | no | 0 | 445548878.3472 | 0.9957 | 0.45 | 0 | 0 | 0 | 0.5 | 50 | 10
DE | bu5 | gas_elec | yes | no | yes | yes | 0 | 445548878.3472 | 0.9957 | 0.99 | 0 | 0 | 0 | 0.5 |  |  | 32.7273
DE | bu5 | oil_elec | yes | no | yes | yes | 0 | 445548878.3472 | 0.9957 | 0.99 | 0 | 0 | 0 | 0.5 |  |  | 50.5178
DE | bu5 | gas_hp_as | yes | yes | no | yes | 0 | 445548878.3472 | 0.9957 | 0.35 | 0 | 0 | 0 | 0.5 | 50 |  | 32.7273
DE | bu5 | gas_hp_gs | yes | yes | no | yes | 0 | 445548878.3472 | 0.9957 | 0.45 | 0 | 0 | 0 | 0.5 | 50 | 10 | 32.7273
DE | bu6 | dir | no | no | no | no | 0 | 229580374.0662 |  |  | 0 | 0 | 0
DE | bu6 | setsh | no | no | no | no | 0.025 | 229580374.0662 | 0.975 | 1 | 0 | 0 | 0 | 0 |  |  |  | 0.9957 | 0 | 0 | 0
DE | bu6 | hp_as | yes | yes | no | no | 0 | 229580374.0662 | 0.9957 | 0.35 | 0 | 0 | 0 | 0.5 | 50
DE | bu6 | hp_gs | yes | yes | no | no | 0 | 229580374.0662 | 0.9957 | 0.45 | 0 | 0 | 0 | 0.5 | 50 | 10
DE | bu6 | hp_as_elec | yes | yes | yes | no | 0 | 229580374.0662 | 0.9957 | 0.35 | 0 | 0 | 0 | 0.5 | 50
DE | bu6 | hp_gs_elec | yes | yes | yes | no | 0 | 229580374.0662 | 0.9957 | 0.45 | 0 | 0 | 0 | 0.5 | 50 | 10
DE | bu6 | gas_elec | yes | no | yes | yes | 0 | 229580374.0662 | 0.9957 | 0.99 | 0 | 0 | 0 | 0.5 |  |  | 32.7273
DE | bu6 | oil_elec | yes | no | yes | yes | 0 | 229580374.0662 | 0.9957 | 0.99 | 0 | 0 | 0 | 0.5 |  |  | 50.5178
DE | bu6 | gas_hp_as | yes | yes | no | yes | 0 | 229580374.0662 | 0.9957 | 0.35 | 0 | 0 | 0 | 0.5 | 50 |  | 32.7273
DE | bu6 | gas_hp_gs | yes | yes | no | yes | 0 | 229580374.0662 | 0.9957 | 0.45 | 0 | 0 | 0 | 0.5 | 50 | 10 | 32.7273
DE | bu7 | dir | no | no | no | no | 0 | 528310626.1634 |  |  | 0 | 0 | 0
DE | bu7 | setsh | no | no | no | no | 0.013 | 528310626.1634 | 0.975 | 1 | 0 | 0 | 0 | 0 |  |  |  | 0.9957 | 0 | 0 | 0
DE | bu7 | hp_as | yes | yes | no | no | 0.0305 | 528310626.1634 | 0.9957 | 0.35 | 0 | 0 | 0 | 0.5 | 50
DE | bu7 | hp_gs | yes | yes | no | no | 0.0305 | 528310626.1634 | 0.9957 | 0.45 | 0 | 0 | 0 | 0.5 | 50 | 10
DE | bu7 | hp_as_elec | yes | yes | yes | no | 0 | 528310626.1634 | 0.9957 | 0.35 | 0 | 0 | 0 | 0.5 | 50
DE | bu7 | hp_gs_elec | yes | yes | yes | no | 0 | 528310626.1634 | 0.9957 | 0.45 | 0 | 0 | 0 | 0.5 | 50 | 10
DE | bu7 | gas_elec | yes | no | yes | yes | 0 | 528310626.1634 | 0.9957 | 0.99 | 0 | 0 | 0 | 0.5 |  |  | 32.7273
DE | bu7 | oil_elec | yes | no | yes | yes | 0 | 528310626.1634 | 0.9957 | 0.99 | 0 | 0 | 0 | 0.5 |  |  | 50.5178
DE | bu7 | gas_hp_as | yes | yes | no | yes | 0 | 528310626.1634 | 0.9957 | 0.35 | 0 | 0 | 0 | 0.5 | 50 |  | 32.7273
DE | bu7 | gas_hp_gs | yes | yes | no | yes | 0 | 528310626.1634 | 0.9957 | 0.45 | 0 | 0 | 0 | 0.5 | 50 | 10 | 32.7273
DE | bu8 | dir | no | no | no | no | 0 | 239175323.5176 |  |  | 0 | 0 | 0
DE | bu8 | setsh | no | no | no | no | 0.004 | 239175323.5176 | 0.975 | 1 | 0 | 0 | 0 | 0 |  |  |  | 0.9957 | 0 | 0 | 0
DE | bu8 | hp_as | yes | yes | no | no | 0.007 | 239175323.5176 | 0.9957 | 0.35 | 0 | 0 | 0 | 0.5 | 50
DE | bu8 | hp_gs | yes | yes | no | no | 0.007 | 239175323.5176 | 0.9957 | 0.45 | 0 | 0 | 0 | 0.5 | 50 | 10
DE | bu8 | hp_as_elec | yes | yes | yes | no | 0 | 239175323.5176 | 0.9957 | 0.35 | 0 | 0 | 0 | 0.5 | 50
DE | bu8 | hp_gs_elec | yes | yes | yes | no | 0 | 239175323.5176 | 0.9957 | 0.45 | 0 | 0 | 0 | 0.5 | 50 | 10
DE | bu8 | gas_elec | yes | no | yes | yes | 0 | 239175323.5176 | 0.9957 | 0.99 | 0 | 0 | 0 | 0.5 |  |  | 32.7273
DE | bu8 | oil_elec | yes | no | yes | yes | 0 | 239175323.5176 | 0.9957 | 0.99 | 0 | 0 | 0 | 0.5 |  |  | 50.5178
DE | bu8 | gas_hp_as | yes | yes | no | yes | 0 | 239175323.5176 | 0.9957 | 0.35 | 0 | 0 | 0 | 0.5 | 50 |  | 32.7273
DE | bu8 | gas_hp_gs | yes | yes | no | yes | 0 | 239175323.5176 | 0.9957 | 0.45 | 0 | 0 | 0 | 0.5 | 50 | 10 | 32.7273
DE | bu9 | dir | no | no | no | no | 0 | 305541810.6221 |  |  | 0 | 0 | 0
DE | bu9 | setsh | no | no | no | no | 0 | 305541810.6221 | 0.975 | 1 | 0 | 0 | 0 | 0 |  |  |  | 0.9957 | 0 | 0 | 0
DE | bu9 | hp_as | yes | yes | no | no | 0.2584 | 305541810.6221 | 0.9957 | 0.35 | 0 | 0 | 0 | 0.5 | 50
DE | bu9 | hp_gs | yes | yes | no | no | 0.0816 | 305541810.6221 | 0.9957 | 0.45 | 0 | 0 | 0 | 0.5 | 50 | 10
DE | bu9 | hp_as_elec | yes | yes | yes | no | 0 | 305541810.6221 | 0.9957 | 0.35 | 0 | 0 | 0 | 0.5 | 50
DE | bu9 | hp_gs_elec | yes | yes | yes | no | 0 | 305541810.6221 | 0.9957 | 0.45 | 0 | 0 | 0 | 0.5 | 50 | 10
DE | bu9 | gas_elec | yes | no | yes | yes | 0 | 305541810.6221 | 0.9957 | 0.99 | 0 | 0 | 0 | 0.5 |  |  | 32.7273
DE | bu9 | oil_elec | yes | no | yes | yes | 0 | 305541810.6221 | 0.9957 | 0.99 | 0 | 0 | 0 | 0.5 |  |  | 50.5178
DE | bu9 | gas_hp_as | yes | yes | no | yes | 0 | 305541810.6221 | 0.9957 | 0.35 | 0 | 0 | 0 | 0.5 | 50 |  | 32.7273
DE | bu9 | gas_hp_gs | yes | yes | no | yes | 0 | 305541810.6221 | 0.9957 | 0.45 | 0 | 0 | 0 | 0.5 | 50 | 10 | 32.7273
DE | bu10 | dir | no | no | no | no | 0 | 180986042.0792 |  |  | 0 | 0 | 0
DE | bu10 | setsh | no | no | no | no | 0 | 180986042.0792 | 0.975 | 1 | 0 | 0 | 0 | 0 |  |  |  | 0.9957 | 0 | 0 | 0
DE | bu10 | hp_as | yes | yes | no | no | 0.1216 | 180986042.0792 | 0.9957 | 0.35 | 0 | 0 | 0 | 0.5 | 50
DE | bu10 | hp_gs | yes | yes | no | no | 0.0384 | 180986042.0792 | 0.9957 | 0.45 | 0 | 0 | 0 | 0.5 | 50 | 10
DE | bu10 | hp_as_elec | yes | yes | yes | no | 0 | 180986042.0792 | 0.9957 | 0.35 | 0 | 0 | 0 | 0.5 | 50
DE | bu10 | hp_gs_elec | yes | yes | yes | no | 0 | 180986042.0792 | 0.9957 | 0.45 | 0 | 0 | 0 | 0.5 | 50 | 10
DE | bu10 | gas_elec | yes | no | yes | yes | 0 | 180986042.0792 | 0.9957 | 0.99 | 0 | 0 | 0 | 0.5 |  |  | 32.7273
DE | bu10 | oil_elec | yes | no | yes | yes | 0 | 180986042.0792 | 0.9957 | 0.99 | 0 | 0 | 0 | 0.5 |  |  | 50.5178
DE | bu10 | gas_hp_as | yes | yes | no | yes | 0 | 180986042.0792 | 0.9957 | 0.35 | 0 | 0 | 0 | 0.5 | 50 |  | 32.7273
DE | bu10 | gas_hp_gs | yes | yes | no | yes | 0 | 180986042.0792 | 0.9957 | 0.45 | 0 | 0 | 0 | 0.5 | 50 | 10 | 32.7273
DE | bu11 | dir | no | no | no | no | 0 | 375486545.4757 |  |  | 0 | 0 | 0
DE | bu11 | setsh | no | no | no | no | 0 | 375486545.4757 | 0.975 | 1 | 0 | 0 | 0 | 0 |  |  |  | 0.9957 | 0 | 0 | 0
DE | bu11 | hp_as | yes | yes | no | no | 0.2584 | 375486545.4757 | 0.9957 | 0.35 | 0 | 0 | 0 | 0.5 | 50
DE | bu11 | hp_gs | yes | yes | no | no | 0.0816 | 375486545.4757 | 0.9957 | 0.45 | 0 | 0 | 0 | 0.5 | 50 | 10
DE | bu11 | hp_as_elec | yes | yes | yes | no | 0 | 375486545.4757 | 0.9957 | 0.35 | 0 | 0 | 0 | 0.5 | 50
DE | bu11 | hp_gs_elec | yes | yes | yes | no | 0 | 375486545.4757 | 0.9957 | 0.45 | 0 | 0 | 0 | 0.5 | 50 | 10
DE | bu11 | gas_elec | yes | no | yes | yes | 0 | 375486545.4757 | 0.9957 | 0.99 | 0 | 0 | 0 | 0.5 |  |  | 32.7273
DE | bu11 | oil_elec | yes | no | yes | yes | 0 | 375486545.4757 | 0.9957 | 0.99 | 0 | 0 | 0 | 0.5 |  |  | 50.5178
DE | bu11 | gas_hp_as | yes | yes | no | yes | 0 | 375486545.4757 | 0.9957 | 0.35 | 0 | 0 | 0 | 0.5 | 50 |  | 32.7273
DE | bu11 | gas_hp_gs | yes | yes | no | yes | 0 | 375486545.4757 | 0.9957 | 0.45 | 0 | 0 | 0 | 0.5 | 50 | 10 | 32.7273
DE | bu12 | dir | no | no | no | no | 0 | 232161299.8298 |  |  | 0 | 0 | 0
DE | bu12 | setsh | no | no | no | no | 0 | 232161299.8298 | 0.975 | 1 | 0 | 0 | 0 | 0 |  |  |  | 0.9957 | 0 | 0 | 0
DE | bu12 | hp_as | yes | yes | no | no | 0.1216 | 232161299.8298 | 0.9957 | 0.35 | 0 | 0 | 0 | 0.5 | 50
DE | bu12 | hp_gs | yes | yes | no | no | 0.0384 | 232161299.8298 | 0.9957 | 0.45 | 0 | 0 | 0 | 0.5 | 50 | 10
DE | bu12 | hp_as_elec | yes | yes | yes | no | 0 | 232161299.8298 | 0.9957 | 0.35 | 0 | 0 | 0 | 0.5 | 50
DE | bu12 | hp_gs_elec | yes | yes | yes | no | 0 | 232161299.8298 | 0.9957 | 0.45 | 0 | 0 | 0 | 0.5 | 50 | 10
DE | bu12 | gas_elec | yes | no | yes | yes | 0 | 232161299.8298 | 0.9957 | 0.99 | 0 | 0 | 0 | 0.5 |  |  | 32.7273
DE | bu12 | oil_elec | yes | no | yes | yes | 0 | 232161299.8298 | 0.9957 | 0.99 | 0 | 0 | 0 | 0.5 |  |  | 50.5178
DE | bu12 | gas_hp_as | yes | yes | no | yes | 0 | 232161299.8298 | 0.9957 | 0.35 | 0 | 0 | 0 | 0.5 | 50 |  | 32.7273
DE | bu12 | gas_hp_gs | yes | yes | no | yes | 0 | 232161299.8298 | 0.9957 | 0.45 | 0 | 0 | 0 | 0.5 | 50 | 10 | 32.7273

## P2H2
Source: |  |  | Source: | [5 empty] | Source: |  |  | Source: |  | Schmidt et al. (2017); Langas (2015) | Langas (2015) | Bertuccioli et al.(2014) | Bertuccioli et al.(2014) | Bertuccioli et al.(2014) | Schmidt et al. (2017); Bertuccioli et al.(2014) | Source: |  |  |  |  | GH2:Elgowainy et al. (2015) | GH2:Elgowainy et al. (2015) | GH2:Elgowainy et al. (2015) |  | GH2:Elgowainy et al. (2015) | GH2:Elgowainy et al. (2015) | Source: |  |  | LH2: Stolzenburg and Mubbala (2013), LOHC: Eypasch et al. (2017), PtL: Brynolf (2018) | LH2: Stolzenburg and Mubbala (2013), LOHC: Eypasch et al. (2017), McClaine et al. (2015), Teichmann et al. (2012), Reuss et al. (2017), Muller et al. (2015) | LOHC: Teichmann et al. (2012), Reuss et al. (2017), PtL: Brynolf (2018), Tremel (2015) | LH2: Stolzenburg and Mubbala (2013), LOHC: Eypasch et al. (2017), McClaine et al. (2015), Teichmann et al. (2012), Reuss et al. (2017), Muller et al. (2015), PtL: Brynolf (2018) | LH2: Stolzenburg and Mubbala (2013), LOHC: Eypasch et al. (2017), McClaine et al. (2015), Teichmann et al. (2012), Reuss et al. (2017), Muller et al. (2015) | LH2: Stolzenburg and Mubbala (2013), LOHC: Eypasch et al. (2017), McClaine et al. (2015), Teichmann et al. (2012), Reuss et al. (2017), Muller et al. (2015) | LH2: Stolzenburg and Mubbala (2013), LOHC: Eypasch et al. (2017), McClaine et al. (2015), Teichmann et al. (2012), Reuss et al. (2017), Muller et al. (2015), PtL: Brynolf (2018) |  |  | GH2: Parks et al. (2014) GH2 (cav): Kruck et al. (2013) LH2: US DOE (2015) LHOC: Reuss et al. (2017) PtL: Uses the same type as LOHC, yet, the two liquids cannot be mixed such that they must have two different storage-type-numbers. |  | LH2: Bouwkamp et al. (2017) | own assumption | GH2: Parks et al. (2014) GH2 (cav): Kruck et al. (2013) LH2: US DOE (2015) | GH2,LH2,LHOC:Reuss et al. (2017) GH2(cav): Stolzenburg (2014) |  | GH2(cav): Stolzenburg (2014), GH2,LH2,LHOC:Parks et al. (2014) |  | Elgowainy et al. (2015) | Elgowainy et al. (2015) | Elgowainy et al. (2015) |  | Elgowainy et al. (2015) | Elgowainy et al. (2015) |  | GH2, LH2: US DOE (2015), Teichmann et al. (2012) LHOC: Reuss et al. (2017), Teichmann et al. (2012) | GH2, LH2: US DOE (2015), Teichmann et al. (2012) LHOC: Reuss et al. (2017), Teichmann et al. (2012) | GH2, LH2: US DOE (2015) LOHC: Reuss et al. (2017) | own assumption | own assumption | Bouwkamp et al. (2017) | Reuss et al. (2017), Runge et al. (2019) | GH2, LH2: US DOE (2015) LHOC: Reuss et al. (2017) |  | Teichmann et al. (2012) |  |  | Elgowainy et al. (2015) | Elgowainy et al. (2015) | Elgowainy et al. (2015) |  | Elgowainy et al. (2015) | Elgowainy et al. (2015) |  | GH2: Parks et al. (2014), LH2: US DOE (2015), LOHC: Reuss et al. (2017) |  | Bouwkamp et al. (2017) | own assumption | GH2: Parks et al. (2014), LH2: US DOE (2015), | Reuss et al. (2017) |  | own assumption | Parks et al. (2014) |  | LH2: Nexant et al. (2008), Elgowainy et al. (2015) LOHC: Eypasch et al. (2017), McClaine et al. (2015), Teichmann et al. (2012), Reuss et al. (2017), Muller et al. (2015) | LH2: Reuss et al. (2017) LOHC: Eypasch et al. (2017), McClaine et al. (2015), Teichmann et al. (2012), Reuss et al. (2017), Muller et al. (2015) | LOHC: Eypasch et al. (2017), McClaine et al. (2015), Teichmann et al. (2012), Reuss et al. (2017), Muller et al. (2015) |  | LH2: Nexant et al. (2008), Elgowainy et al. (2015) LOHC: Eypasch et al. (2017), McClaine et al. (2015), Teichmann et al. (2012), Reuss et al. (2017), Muller et al. (2015) |  | LOHC: Eypasch et al. (2017), McClaine et al. (2015), Teichmann et al. (2012), Reuss et al. (2017), Muller et al. (2015) | LH2: Nexant et al. (2008), Elgowainy et al. (2015) LOHC: Eypasch et al. (2017), McClaine et al. (2015), Teichmann et al. (2012), Reuss et al. (2017), Muller et al. (2015) | [18 empty] | GH2, LHOC: Elgowainy et al. (2015), LH2: Nexant et al. (2008), Elgowainy et al. (2015) | GH2, LHOC: Elgowainy et al. (2015), LH2: Reuss et al. (2017) | GH2, LHOC: Elgowainy et al. (2015), LH2: Nexant et al. (2008), Elgowainy et al. (2015) |  | GH2, LHOC: Elgowainy et al. (2015) | GH2, LHOC: Elgowainy et al. (2015), LH2: Nexant et al. (2008), Elgowainy et al. (2015) |  | US DOE (2015) |  |  |  | US DOE (2015) | US DOE (2015) | own assumption | US DOE (2015) | [7 empty] | Source: |  |  |  | Elgowainy et al. (2015) | Elgowainy et al. (2015) | Elgowainy et al. (2015) |  | Elgowainy et al. (2015) | Elgowainy et al. (2015) | Source: |  | Welder (2019) |  |  |  |  | Source: | H2Mobility (2010) | Source:
Description: |  | Indicates whether a specific electrolysis technology is available. | Description: |  | Indicates whether a specific distribution channel is available. | Indicates whether a specific channel can be used for H2 mobility as a fuel. This only defines the type of a channel but does not affect ist availability which is defined with the switch just left of here!) | Indicates whether a specific channel can be used for re-conversion. This only defines the type of a channel but does not affect ist availability which is defined with the switch just left of here!) | Indicates whether a specific channel can be used for power-to-x production other than H2. This only defines the type of a channel but does not affect ist availability which is defined with the switch just left of here!) The demand for this has to be defined in "time-series.xlsx" for the respective channel in the sheet "P2X". Further P2X channels can be added. | Description: |  | Indicates whether a specific re-conversion technology is available. | Description: |  | Production capacity (max. electricity input that can be transformed into H2 at the production site). | Scale advantage as (100% - x%)/100% of original capacity investment costs. (e.g. 0.98 for a 2% advantage) | H2 output as x%/100% of energy input. | Annual maintenance costs per kW capacity. | Additional annual operation costs per kW capacity. | Expected lifetime | Description: |  |  | Indicates whether this process is needed for the respective technology/channel combination. | This switch allows (endogenous) to bypass flow directly from prod to aux_pretrans! (circumvents compression for storage and storage itself) | Any processes needed before storage/hydrogenation at the production site, e.g., heating/cooling or compression of H2 gas. | Electricity demand as % of energy contained in the H2 flow. E.g., 4% electricity demand of flow is written as 0.04. | Annual maintenance costs per kW capacity. | Additional annual operation costs per kW capacity. | Losses as x%/100% of inflow. | Expected lifetime | Description: |  | Indicates whether this process is needed for the respective channel. | Processes needed before storage at the production site, e.g., hydrogenation/liquefaction of H2 gas. | Electricity demand as % of energy contained in the H2 flow. E.g., 4% electricity demand of flow is written as 0.04. | Costs per kWh times the depreciation rate per loading/unloading. | Annual maintenance costs per kW capacity. | Additional annual operation costs per kW capacity. | Losses as x%/100% of inflow. | Expected lifetime | Indicates whether this process is needed for the respective channel. | Storage type | Storage capacity costs. | Electricity demand as % of energy contained in the H2 flow. E.g., 4% electricity demand of flow is written as 0.04. | Losses per hour as x%/100% of level. | Maximum initial storage load as x%/100% of capcity. | Minimum storage load as x%/100% of capacity. | Annual maintenance costs per kW capacity. | Additional annual operation costs per kW capacity. | Expected lifetime | Indicates whether this process is needed for the respective channel. | Tanker loading terminal costs. | Electricity demand as % of energy contained in the H2 flow. E.g., 4% electricity demand of flow is written as 0.04. | Annual maintenance costs per kW capacity. | Additional annual operation costs per kW capacity. | Losses as x%/100% of inflow. | Expected lifetime | Indicates whether this process is needed for the respective channel. | Transportation capcity costs. | Annual maintenance costs per kWh capacity. | Effective loading capacity per truck. Also limits maximum inflow at the filling station per hour (just one trailer per hour per filling station allowed) | Variable costs per kWh hydrogen per kilometer transportation distance. |  | Losses as x%/100% of inflow. | Distance fom the production site to the filling station and back + local detour. | Time needed for loading. | Time needed for unloading. | Expected lifetime | Indicates whether this process is needed for the respective channel. | This switch allows to (endogenously) bypass flow from directly from unloading to aux_hp. | Processes needed before low-pressure storage at the filling stations, e.g., compression. | Electricity demand as % of energy contained in the H2 flow. E.g., 4% electricity demand of flow is written as 0.04. | Annual maintenance costs per kW capacity. | Additional annual operation costs per kW capacity. | Losses as x%/100% of inflow. | Expected lifetime | Indicates whether this process is needed for the respective channel. | Low-pressure storage capacity costs. | Electricity demand as % of energy contained in the H2 flow. E.g., 4% electricity demand of flow is written as 0.04. | Losses per hour as x%/100% of level. | Maximum initial stoage load as x%/100% of capcity. | Minimum storage load as x%/100% of capacity. | Annual maintenance costs per kW capacity. | Additional annual operation costs per kW capacity. | Upper bound for storage capacity (is automatically multiplied by the number of filling stations supplied by the respective channel by the model) | Expected lifetime | Indicates whether this process is needed for the respective channel. | Costs for process capacity. | Electricity demand as % of energy contained in the H2 flow. E.g., 4% electricity demand of flow is written as 0.04. | Energy demand for gas. | Gas/Electricity switch | Annual maintenance costs per kW capacity. | Additional annual operation costs per kW capacity. | Losses as x%/100% of inflow. | Expected lifetime | Indicates whether this process is needed for the respective channel. | Processes needed before medium-pressure storage at the filling stations, e.g., compression. | Electricity demand as % of energy contained in the H2 flow. E.g., 4% electricity demand of flow is written as 0.04. | Annual maintenance costs per kW capacity. | Additional annual operation costs per kW capacity. | Losses as x%/100% of inflow. | Expected lifetime | Indicates whether this process is needed for the respective channel. | Medium-pressure storage capacity costs. | Electricity demand as % of energy contained in the H2 flow. E.g., 4% electricity demand of flow is written as 0.04. | Losses per hour as x%/100% of level. | Maximum initial stoage load as x%/100% of capcity. | Minimum storage load as x%/100% of capacity. | Annual maintenance costs per kW capacity. | Additional annual operation costs per kW capacity. | Upper bound for storage capacity (is automatically multiplied by the number of filling stations supplied by the respective channel by the model) | Expected lifetime | Indicates whether this process is needed for the respective channel. | Processes needed before high-pressure storage at the filling stations, e.g., compression. | Electricity demand as % of energy contained in the H2 flow. E.g., 4% electricity demand of flow is written as 0.04. | Annual maintenance costs per kW capacity. | Additional annual operation costs per kW capacity. | Losses as x%/100% of inflow. | Expected lifetime | Indicates whether this process is needed for the respective channel. | High-pressure storage capacity costs. | Electricity demand as % of energy contained in the H2 flow. E.g., 4% electricity demand of flow is written as 0.04. | Losses per hour as x%/100% of level. | Maximum initial stoage load as x%/100% of capcity. | Minimum storage load as x%/100% of capacity. | Annual maintenance costs per kW capacity. | Upper bound for storage capacity (is automatically multiplied by the number of filling stations supplied by the respective channel by the model) | Expected lifetime | Indicates whether this process is needed for the respective channel. | Processes needed before high-pressure storage at the filling stations, e.g., precooling. | Electricity demand as % of energy contained in the H2 flow. E.g., 4% electricity demand of flow is written as 0.04. | Annual maintenance costs per kW capacity. | Additional annual operation costs per kW capacity. | Losses as x%/100% of inflow. | Expected lifetime | Description: |  |  | Indicates whether this process is needed for the respective channel. | Processes needed before reconversion. | Electricity demand as % of energy contained in the H2 flow. E.g., 4% electricity demand of flow is written as 0.04. | Annual maintenance costs per kW capacity. | Additional annual operation costs per kW capacity. | Losses as x%/100% of inflow. | Expected lifetime | Description: | [6 empty] | Description: | Maximum capacity of a fillings tation per day. | Description: | Used for annualization | Gas price
Note: |  | For decentralized electrolysis, PEM is the only technology option (restricted in "fix.gms") - PEM needs to be switched on if the decentralized distribution channel is used. If there is decentralized electrolysis but no PEM technology for centralized channels, this needs to be managed through "fix.gms" or through an efficiency of 0. The list of technologies can be extended. | Note: | DON'T DELETE "fuel_decent" (can be turned off) | The channel "fuel_decent "must be the only decentralized channel and must not be deleted or renamed (but can, of course, be tuned off!). - There are sums in "model.gms" where flows through "fuel_decent" are subtracted explicitly. The intoduction of further decentralized channels requires adjustments in the code.) Moreover, the decentralized channel must only be used for H2 used for mobility (not for reconversion or P2X)! The list of channels can be extended (for P2X channels, there must be a demand profile in "time-series.xlxx" respresenting each P2X channel. Additional "h2_mobility" channels contribute to fulfill the existing H2 demand as determined in "time-series.xlsx". Additional "recon" channels don't require a specific demand. | For each channel, only one option (h2_mobility, recon, p2x) can be chosen! The decentralized channel cannot be used for recon or p2x. H2 can be provided via several channels (they are collected in the end to meet demand); for p2x demand can only be supplied by one respective channel. |  |  | Note: |  |  | Note: |  | Everything is measured in kWh in terms of the lower heating value (LHV). ONC = overnight costs For decentralized electrolysis, PEM is the only technology option (restricted in "fix.gms") | Cost savings of large scale centralized electrolysis compared to small scale decentralized electrolysis. |  | Not affected by the scale effetct! | Not affected by the scale effetct! | Used for annualization | Note: | [9 empty] | Used for annualization | Note: |  |  | PtL: For a transformation efficiency of 73%. |  | Teichmann (2012) 4 €/kg with 2 x 0.1% degradation (Teichmann (2012) -hydrogenation and dehydrogenation) Reuss (2017): 16.129kg_lohc/kg_H2 (=16.129/33.33*4*0.002) For P2liquid: CO2 input |  |  |  | Used for annualization | For all channels that have the same storage type ("sto_p_type"), the following processes are shared: prod_aux hyd_liq sto_p Capacities are split equally between the sharing processes. The reporting file then assigns costs in relation to the flows. Decentralized channels cannot be shared with centralized ones. That is, the identifier-numbers for storage ("sto_p_type") need to be different. Attention: Parameters MUST BE THE SAME for shared processes (otherwise cost caluclations will be wrong!) | Random assignment of numbers to types. |  |  |  | Defines the (maximum - but can be chosen to be less endogenously) initial storage level load relative to endogensously determined installed capacity (by the model required to be the same level at the end of the simulation horizon) |  |  |  | Used for annualization |  | (Actually: costs of compressor/pump/...) |  |  |  |  | Used for annualization |  | Cost conversion for trucks needs to be redone if the lifetime or the interest rate are changed! (Cf. internal Excel file: "P2X Parameters - summary") Truck and specific trailer costs are summed up! |  |  | Assumptions are: 50 km/h speed and 35L/100km gasoline demand! Calculation of variable costs per km (done in dataload.gms) are: ((fuel_costs*35/100)+(driver_wage/50))/LKW_cap |  |  |  | So far, the model is designed such that the (un-)loading capacity is always sufficient to (un-)load a truck within one hour. Thus, this only affects the delay between loading and delivery! | So far, the model is designed such that the (un-)loading capacity is always sufficient to (un-)load a truck within one hour. Thus, this only affects the delay between loading and delivery! | Used for annualization | [7 empty] | Used for annualization |  | All costs are increase here by 0.001 compared to the production site costs in order to get a unique solution. |  |  | Defines the (maximum - but can be chosen to be less endogenously) initial storage level load relative to endogensously determined installed capacity (by the model required to be the same level at the end of the simulation horizon) |  |  |  | Note: Use 2 truck loads or 1000 kg For recon it is assumed that there is only one "filling station". -> set high | Used for annualization |  | LH2: cryo-compression + evaporation LOHC: dehydrogenation | Only LOHC: Currently we use gas to provide the ncessary heat. This can be changed using the switch. In either case, only one of the two parameters becomes effective. Thus, both can be fed with values as only one is used in the end. |  | Set "1" to use gas instead of electricity to provide heat. |  |  |  | Used for annualization | [6 empty] | Used for annualization |  |  |  |  | Defines the (maximum - but can be chosen to be less endogenously) initial storage level load relative to endogensously determined installed capacity (by the model required to be the same level at the end of the simulation horizon) |  |  |  | For recon it is assumed that there is only one "filling station". -> set high | Used for annualization | [6 empty] | Used for annualization |  |  |  |  | Defines the (maximum - but can be chosen to be less endogenously) initial storage level load relative to endogensously determined installed capacity (by the model required to be the same level at the end of the simulation horizon) |  |  | 300 kg (only part of it can be used as there is a minimum filling level!) For recon it is assumed that there is only one "filling station". -> set high | Used for annualization | [6 empty] | Used for annualization | Note: | [8 empty] | Used for annualization | Note: |  | Measured in terms of kW electrical power. | Annual maintenance and operations costs per kW capacity. | Variable costs per kWh h2 inflow. | electricity_output/h2_input | Used for annualization | Note: | Used to calculate the number of filling stations. This number of filling stations then affects the maximum inflow of hydrogen/p2x (but not recon) at the filling station, which is restricted to one truck per hour per filling station. Moreover, the number of filling stations is multiplied with the storage capacity upper limit for lp, mp, and hp storage to limit the storage capacity; for recon these storages are not constrained. Everything only active if storage or transportation is activated. To increase the number of filling stations, the "fill_station_cap" has to be set very low. This also relaxes the inflow constraints discussed above. (The fill_station_cap is only used to calculate the number of filling stations and has no other effects.) | Note: |  | Cf. "Technologies"-sheet. Converted to costs per kWh
Unit: |  | 1/0 | Unit: |  | 1/0 |  | 1/0 | 1/0 | Unit: |  | 1/0 | Unit: |  | EUR/KW (ONC) | (100% - x%)/100% | x%/100% | EUR/kW | EUR/kW | years | Unit: |  |  | 1/0 | 1/0 | EUR/kW (ONC) | x%/100% | EUR/kW | EUR/kW | x%/100% | years | Unit: |  | 1/0 | EUR/kW (ONC) | x%/100% | EUR/kWh | EUR/kW | EUR/kW | x%/100% | years |  |  | EUR/kWh (ONC) | x%/100% | x%/100% | x%/100% | x%/100% | EUR/kW | EUR/kW | years | 1/0 | EUR/kW (ONC) | x%/100% | EUR/kW | EUR/kW | x%/100% | years | 1/0 | EUR/kWh (ONC) | EUR/kWh | kWh | €/L | €/h | x%/100% | km | hours | hours | years | 1/0 | 1/0 | EUR/kW (ONC) | x%/100% | EUR/kW | EUR/kW | x%/100% | years | 1/0 | EUR/kWh (ONC) | x%/100% | x%/100% | x%/100% | x%/100% | EUR/kW | EUR/kW | kWh | years |  | EUR/kW (ONC) | x%/100% | kWh/kWh | gas/electricity switch | EUR/kW | EUR/kW | x%/100% | years | 1/0 | EUR/kW (ONC) | x%/100% | EUR/kW | EUR/kW | x%/100% | years | 1/0 | EUR/kWh (ONC) | x%/100% | x%/100% | x%/100% | x%/100% | EUR/kW | EUR/kW | kWh | years | 1/0 | EUR/kW (ONC) | x%/100% | EUR/kW | EUR/kW | x%/100% | years | 1/0 | EUR/kWh (ONC) | x%/100% | x%/100% | x%/100% | x%/100% | EUR/kW | kWh | years | 1/0 | EUR/kW (ONC) | x%/100% | EUR/kW | EUR/kW | x%/100% | years | Unit: |  |  | 1/0 | EUR/kW (ONC) | x%/100% | EUR/kW | EUR/kW | x%/100% | years | Unit: |  | EUR/kW (ONC) | EUR/kW (ONC) | EUR/kWh | x%/100% | years | Unit: | kWh/day | Unit: | %/100 | EUR/kWh
Node | tech | tech_avail_sw | Node | channel | channel_avail_sw | h2_mobility_sw | recon_sw | p2x_sw | Node | recon_tech | tech_recon_sw | Node | tech | prod_c_overnight | prod_scale | efficiency | prod_c_fix | prod_c_fix2 | prod_lifetime | Node | tech | channel | prod_aux_sw | bypass_1_sw | prod_aux_c_overnight | prod_aux_ed | prod_aux_c_fix | prod_aux_c_fix2 | eta_prod_aux | prod_aux_lifetime | Node | channel | hyd_liq_sw | hyd_liq_c_overnight | hyd_liq_ed | hyd_liq_c_vom | hyd_liq_c_fix | hyd_liq_c_fix2 | eta_hyd_liq | hyd_liq_lifetime | sto_p_sw | sto_p_type | sto_p_c_overnight | sto_p_ed | sto_p_eta_stat | sto_p_phi_ini | sto_p_phi_min | sto_p_c_fix | sto_p_c_fix2 | sto_p_lifetime | aux_pretrans_sw | aux_pretrans_c_overnight | aux_pretrans_ed | aux_pretrans_c_fix | aux_pretrans_c_fix2 | eta_aux_pretrans | aux_pretrans_lifetime | trans_sw | trans_c_overnight | trans_c_fix | LKW_cap | fuel_costs | driver_wage | trans_eta | trans_dist | load_time | unload_time | trans_lifetime | aux_bflp_sto_sw | bypass_2_sw | aux_bflp_sto_c_overnight | aux_bflp_sto_ed | aux_bflp_sto_c_fix | aux_bflp_sto_c_fix2 | eta_aux_bflp_sto | aux_bflp_sto_lifetime | lp_sto_sw | lp_sto_c_overnight | lp_sto_ed | lp_sto_eta_stat | lp_sto_phi_ini | lp_sto_phi_min | lp_sto_c_fix | lp_sto_c_fix2 | lp_sto_station_cap | lp_sto_lifetime | dehyd_evap_sw | dehyd_evap_c_overnight | dehyd_evap_ed | dehyd_evap_gas | dehyd_evap_gas_sw | dehyd_evap_c_fix | dehyd_evap_c_fix2 | eta_dehyd_evap | dehyd_evap_lifetime | aux_bfMP_sto_sw | aux_bfMP_sto_c_overnight | aux_bfMP_sto_ed | aux_bfMP_sto_c_fix | aux_bfMP_sto_c_fix2 | eta_aux_bfMP_sto | aux_bfMP_sto_lifetime | MP_sto_sw | MP_sto_c_overnight | MP_sto_ed | MP_sto_eta_stat | MP_sto_phi_ini | MP_sto_phi_min | MP_sto_c_fix | MP_sto_c_fix2 | MP_sto_station_cap | MP_sto_lifetime | aux_bfhp_sto_sw | aux_bfhp_sto_c_overnight | aux_bfhp_sto_ed | aux_bfhp_sto_c_fix | aux_bfhp_sto_c_fix2 | eta_aux_bfhp_sto | aux_bfhp_sto_lifetime | hp_sto_sw | hp_sto_c_overnight | hp_sto_ed | hp_sto_eta_stat | hp_sto_phi_ini | hp_sto_phi_min | hp_sto_c_fix | hp_sto_station_cap | hp_sto_lifetime | aux_bffuel_sw | aux_bffuel_c_overnight | aux_bffuel_ed | aux_bffuel_c_fix | aux_bffuel_c_fix2 | eta_aux_bffuel | aux_bffuel_lifetime | Node | channel | recon_tech | recon_aux_sw | recon_aux_c_overnight | recon_aux_ed | recon_aux_c_fix | recon_aux_c_fix2 | eta_recon_aux | recon_aux_lifetime | Node | recon_tech | recon_c_overnight | recon_c_fix | recon_c_vom | recon_efficiency | recon_lifetime | Node | fill_station_cap | Node | interest_rate | c_gas
DE | PEM | 1 | DE | fuel_decent | 0 | 1 | 0 | 0 | DE | CCGT | 1 | DE | PEM | 905 | 0.8 | 0.71 | 13.575 | 0 | 10 | DE | PEM | fuel_decent | 0 | 0 | 0 | 0 | 0 | 0 | 0 | 1 | DE | fuel_decent | 0 | 0 | 0 | 0 | 0 | 0 | 0 | 1 | 0 | 1 | 0 | 0 | 0 | 1 | 0 | 0 | 0 | 1 | 0 | 0 | 0 | 0 | 0 | 0 | 1 | 0 | 0 | 0 | 0 | 0 | 0 | 0 | 0 | 0 | 0 | 1 | 0 | 0 | 0 | 0 | 0 | 0 | 0 | 1 | 0 | 0 | 0 | 0 | 0 | 0 | 0 | 0 | 0 | 1 | 0 | 0 | 0 | 0 | 0 | 0 | 0 | 0 | 1 | 0 | 0 | 0 | 0 | 0 | 0 | 1 | 0 | 0 | 0 | 0 | 0 | 0 | 0 | 0 | 0 | 1 | 1 | 420.882 | 0.0642 | 16.835 | 0 | 0.005 | 10 | 1 | 18.002 | 0 | 0 | 1 | 0.81 | 0.36 | 9999 | 20 | 1 | 0 | 0.01 | 0 | 0 | 0 | 1 | DE | fuel_decent | CCGT | 0 | 0 | 0 | 0 | 0 | 0 | 1 | DE | CCGT | 760 | 11.076 | 0.001 | 0.6 | 25 | DE | 33330 | DE | 0.04 | 0.0264
DE | ALK | 1 | DE | fuel_cent_GH2 | 0 | 1 | 0 | 0 | DE | GT | 1 | DE | ALK | 687.5 | 0.8 | 0.66 | 10.313 | 0 | 10 | DE | PEM | fuel_cent_GH2 | 1 | 1 | 87.699 | 0.0512 | 3.508 | 0 | 0.005 | 15 | DE | fuel_cent_GH2 | 0 | 0 | 0 | 0 | 0 | 0 | 0 | 1 | 1 | 2 | 13.501 | 0 | 0 | 1 | 0.06 | 0.27 | 0 | 20 | 1 | 413.554 | 0.0689 | 16.542 | 0 | 0.005 | 15 | 1 | 35.109 | 1.758 | 21117.888 | 1.3 | 35 | 0 | 500 | 1 | 1 | 12 | 1 | 1 | 142.333 | 0.0631 | 5.693 | 0 | 0.005 | 15 | 1 | 13.502 | 0 | 0 | 1 | 0.06 | 0.27 | 0 | 45115.448 | 20 | 0 | 0 | 0 | 0 | 0 | 0 | 0 | 0 | 1 | 0 | 0 | 0 | 0 | 0 | 0 | 1 | 0 | 0 | 0 | 0 | 0 | 0 | 0 | 0 | 0 | 1 | 1 | 486.829 | 0.0817 | 19.473 | 0 | 0.005 | 10 | 1 | 18.002 | 0 | 0 | 1 | 0.81 | 0.36 | 9999 | 20 | 1 | 0 | 0.01 | 0 | 0 | 0 | 1 | DE | fuel_cent_GH2 | CCGT | 0 | 0 | 0 | 0 | 0 | 0 | 1 | DE | GT | 504 | 5.075 | 0.003 | 0.4 | 25
DE | DUMMY | 0 | DE | fuel_cent_GH2_cav | 0 | 1 | 0 | 0 | DE | GE | 1 | DE | DUMMY | 0 | 0 | 0 | 0 | 0 | 1 | DE | PEM | fuel_cent_GH2_cav | 1 | 1 | 80.166 | 0.0421 | 3.207 | 0 | 0.005 | 15 | DE | fuel_cent_GH2_cav | 0 | 0 | 0 | 0 | 0 | 0 | 0 | 1 | 1 | 3 | 0.105 | 0 | 0 | 1 | 0.33 | 0.003 | 0 | 30 | 1 | 195.924 | 0.0326 | 7.837 | 0 | 0.005 | 15 | 1 | 35.109 | 1.758 | 21117.888 | 1.3 | 35 | 0 | 500 | 1 | 1 | 12 | 1 | 1 | 142.333 | 0.0631 | 5.693 | 0 | 0.005 | 15 | 1 | 13.502 | 0 | 0 | 1 | 0.06 | 0.27 | 0 | 45115.448 | 20 | 0 | 0 | 0 | 0 | 0 | 0 | 0 | 0 | 1 | 0 | 0 | 0 | 0 | 0 | 0 | 1 | 0 | 0 | 0 | 0 | 0 | 0 | 0 | 0 | 0 | 1 | 1 | 486.829 | 0.0817 | 19.473 | 0 | 0.005 | 10 | 1 | 18.002 | 0 | 0 | 1 | 0.81 | 0.36 | 9999 | 20 | 1 | 0 | 0.01 | 0 | 0 | 0 | 1 | DE | fuel_cent_GH2_cav | CCGT | 0 | 0 | 0 | 0 | 0 | 0 | 1 | DE | GE | 715 | 4 | 0.003 | 0.485 | 20
|  |  | DE | fuel_cent_LH2 | 1 | 1 | 0 | 0 | DE | PEM-FC | 1 | [8 empty] | DE | PEM | fuel_cent_LH2 | 0 | 0 | 0 | 0 | 0 | 0 | 0 | 1 | DE | fuel_cent_LH2 | 1 | 1912.357 | 0.2034 | 0 | 76.494 | 0 | 0.0163 | 30 | 1 | 4 | 0.399 | 0 | 8.34e-05 | 1 | 0.05 | 0.008 | 0 | 20 | 0 | 0 | 0 | 0 | 0 | 0 | 1 | 1 | 7.548 | 0.306 | 144185.58 | 1.3 | 35 | 0.0002507 | 500 | 1 | 1 | 12 | 1 | 0 | 0 | 0 | 0 | 0 | 0.025 | 1 | 1 | 0.4 | 0 | 0.000167 | 1 | 0.05 | 0.008 | 0 | 288371.16 | 20 | 1 | 53.348 | 0.021 | 0 | 0 | 1.275 | 0 | 0 | 10 | 0 | 0 | 0 | 0 | 0 | 0 | 1 | 0 | 0 | 0 | 0 | 0 | 0 | 0 | 0 | 0 | 1 | 0 | 0 | 0 | 0 | 0 | 0 | 1 | 1 | 18.002 | 0 | 0 | 1 | 0.81 | 0.36 | 9999 | 20 | 1 | 0 | 0.01 | 0 | 0 | 0 | 1 | DE | fuel_cent_LH2 | CCGT | 0 | 0 | 0 | 0 | 0 | 0 | 1 | DE | PEM-FC | 923 | 0 | 0 | 0.51 | 10
|  |  | DE | fuel_cent_LOHC | 0 | 1 | 0 | 0 | DE | SO-FC | 1 | [8 empty] | DE | PEM | fuel_cent_LOHC | 0 | 0 | 0 | 0 | 0 | 0 | 0 | 1 | DE | fuel_cent_LOHC | 1 | 221.796 | 0.0111 | 0.004 | 8.872 | 0 | 0.03 | 20 | 1 | 5 | 0.3 | 0 | 0 | 1 | 0 | 0.006 | 0 | 20 | 0 | 0 | 0 | 0 | 0 | 0 | 1 | 1 | 6.909 | 0.551 | 53994.6 | 1.3 | 35 | 0 | 500 | 1 | 1 | 12 | 0 | 0 | 0 | 0 | 0 | 0 | 0 | 1 | 1 | 0.301 | 0 | 0 | 1 | 0 | 0.006 | 0 | 107989.2 | 20 | 1 | 469.894 | 0.273 | 0.273 | 0 | 18.796 | 0 | 0.01 | 20 | 0 | 0 | 0 | 0 | 0 | 0 | 1 | 0 | 0 | 0 | 0 | 0 | 0 | 0 | 0 | 0 | 1 | 1 | 585.599 | 0.111 | 23.424 | 0 | 0.005 | 10 | 1 | 18.002 | 0 | 0 | 1 | 0.81 | 0.36 | 9999 | 20 | 1 | 0 | 0.01 | 0 | 0 | 0 | 1 | DE | fuel_cent_LOHC | CCGT | 0 | 0 | 0 | 0 | 0 | 0 | 1 | DE | SO-FC | 1500 | 2 | 0 | 0.7 | 15
|  |  | DE | recon_cent_GH2 | 0 | 0 | 1 | 0 | DE | DUMMY | 0 | [8 empty] | DE | PEM | recon_cent_GH2 | 1 | 1 | 87.699 | 0.0512 | 3.508 | 0 | 0.005 | 15 | DE | recon_cent_GH2 | 0 | 0 | 0 | 0 | 0 | 0 | 0 | 1 | 1 | 2 | 13.501 | 0 | 0 | 1 | 0.06 | 0.27 | 0 | 20 | 0 | 0 | 0 | 0 | 0 | 0 | 1 | 0 | 0 | 0 | 0 | 0 | 0 | 0 | 0 | 0 | 0 | 1 | 0 | 0 | 0 | 0 | 0 | 0 | 0 | 1 | 0 | 0 | 0 | 0 | 0 | 0 | 0 | 0 | 0 | 1 | 0 | 0 | 0 | 0 | 0 | 0 | 0 | 0 | 1 | 0 | 0 | 0 | 0 | 0 | 0 | 1 | 0 | 0 | 0 | 0 | 0 | 0 | 0 | 0 | 0 | 1 | 0 | 0 | 0 | 0 | 0 | 0 | 1 | 0 | 0 | 0 | 0 | 1 | 0 | 0 | 0 | 1 | 0 | 0 | 0 | 0 | 0 | 0 | 1 | DE | recon_cent_GH2 | CCGT | 0 | 0 | 0 | 0 | 0 | 0 | 1 | DE | DUMMY | 0 | 0 | 0 | 0 | 1
|  |  | DE | recon_cent_GH2_cav | 0 | 0 | 1 | 0 | [11 empty] | DE | PEM | recon_cent_GH2_cav | 1 | 1 | 80.166 | 0.0421 | 3.207 | 0 | 0.005 | 15 | DE | recon_cent_GH2_cav | 0 | 0 | 0 | 0 | 0 | 0 | 0 | 1 | 1 | 3 | 0.105 | 0 | 0 | 1 | 0.33 | 0.003 | 0 | 30 | 0 | 0 | 0 | 0 | 0 | 0 | 1 | 0 | 0 | 0 | 0 | 0 | 0 | 0 | 0 | 0 | 0 | 1 | 0 | 0 | 0 | 0 | 0 | 0 | 0 | 1 | 0 | 0 | 0 | 0 | 0 | 0 | 0 | 0 | 0 | 1 | 0 | 0 | 0 | 0 | 0 | 0 | 0 | 0 | 1 | 0 | 0 | 0 | 0 | 0 | 0 | 1 | 0 | 0 | 0 | 0 | 0 | 0 | 0 | 0 | 0 | 1 | 0 | 0 | 0 | 0 | 0 | 0 | 1 | 0 | 0 | 0 | 0 | 1 | 0 | 0 | 0 | 1 | 0 | 0 | 0 | 0 | 0 | 0 | 1 | DE | recon_cent_GH2_cav | CCGT | 0 | 0 | 0 | 0 | 0 | 0 | 1
|  |  | DE | recon_cent_LH2 | 0 | 0 | 1 | 0 | [11 empty] | DE | PEM | recon_cent_LH2 | 0 | 0 | 0 | 0 | 0 | 0 | 0 | 1 | DE | recon_cent_LH2 | 1 | 1912.357 | 0.2034 | 0 | 76.494 | 0 | 0.0163 | 30 | 1 | 4 | 0.399 | 0 | 8.34e-05 | 1 | 0.05 | 0.008 | 0 | 20 | 0 | 0 | 0 | 0 | 0 | 0 | 1 | 0 | 0 | 0 | 0 | 0 | 0 | 0 | 0 | 0 | 0 | 1 | 0 | 0 | 0 | 0 | 0 | 0 | 0 | 1 | 0 | 0 | 0 | 0 | 0 | 0 | 0 | 0 | 0 | 1 | 1 | 27.093 | 0 | 0 | 0 | 0.271 | 0 | 0 | 10 | 0 | 0 | 0 | 0 | 0 | 0 | 1 | 0 | 0 | 0 | 0 | 0 | 0 | 0 | 0 | 0 | 1 | 0 | 0 | 0 | 0 | 0 | 0 | 1 | 0 | 0 | 0 | 0 | 1 | 0 | 0 | 0 | 1 | 0 | 0 | 0 | 0 | 0 | 0 | 1 | DE | recon_cent_LH2 | CCGT | 0 | 0 | 0 | 0 | 0 | 0 | 1
|  |  | DE | recon_cent_LOHC | 0 | 0 | 1 | 0 | [11 empty] | DE | PEM | recon_cent_LOHC | 0 | 0 | 0 | 0 | 0 | 0 | 0 | 1 | DE | recon_cent_LOHC | 1 | 221.796 | 0.0111 | 0.004 | 8.872 | 0 | 0.03 | 20 | 1 | 5 | 0.3 | 0 | 0 | 1 | 0 | 0.006 | 0 | 20 | 0 | 0 | 0 | 0 | 0 | 0 | 1 | 0 | 0 | 0 | 0 | 0 | 0 | 0 | 0 | 0 | 0 | 1 | 0 | 0 | 0 | 0 | 0 | 0 | 0 | 1 | 0 | 0 | 0 | 0 | 0 | 0 | 0 | 0 | 0 | 1 | 1 | 221.781 | 0.273 | 0.273 | 0 | 8.871 | 0 | 0.01 | 20 | 0 | 0 | 0 | 0 | 0 | 0 | 1 | 0 | 0 | 0 | 0 | 0 | 0 | 0 | 0 | 0 | 1 | 0 | 0 | 0 | 0 | 0 | 0 | 1 | 0 | 0 | 0 | 0 | 1 | 0 | 0 | 0 | 1 | 0 | 0 | 0 | 0 | 0 | 0 | 1 | DE | recon_cent_LOHC | CCGT | 1 | 15.069 | 0.0234 | 0.603 | 0 | 0.005 | 15
|  |  | DE | P2gas | 0 | 0 | 0 | 1 | [11 empty] | DE | PEM | P2gas | 0 | 0 | 0 | 0 | 0 | 0 | 0 | 1 | DE | P2gas | 0 | 0 | 0 | 0 | 0 | 0 | 0 | 1 | 0 | 0 | 0 | 0 | 0 | 1 | 0 | 0 | 0 | 1 | 0 | 0 | 0 | 0 | 0 | 0 | 1 | 0 | 0 | 0 | 0 | 0 | 0 | 0 | 0 | 0 | 0 | 1 | 0 | 0 | 0 | 0 | 0 | 0 | 0 | 1 | 0 | 0 | 0 | 0 | 0 | 0 | 0 | 0 | 0 | 1 | 0 | 0 | 0 | 0 | 0 | 0 | 0 | 0 | 1 | 0 | 0 | 0 | 0 | 0 | 0 | 1 | 0 | 0 | 0 | 0 | 0 | 0 | 0 | 0 | 0 | 1 | 0 | 0 | 0 | 0 | 0 | 0 | 1 | 0 | 0 | 0 | 0 | 0 | 0 | 0 | 0 | 1 | 0 | 0 | 0 | 0 | 0 | 0 | 1 | DE | P2gas | CCGT | 0 | 0 | 0 | 0 | 0 | 0 | 1
|  |  | DE | P2liquid | 0 | 0 | 0 | 1 | [11 empty] | DE | PEM | P2liquid | 1 | 0 | 87.699 | 0.0512 | 3.508 | 0 | 0.005 | 15 | DE | P2liquid | 1 | 547.945 | 0 | 0.014 | 21.918 | 0 | 0.27 | 25 | 1 | 6 | 0.15 | 0 | 0 | 1 | 0 | 0.003 | 0 | 20 | 0 | 0 | 0 | 0 | 0 | 0 | 1 | 0 | 0 | 0 | 0 | 0 | 0 | 0 | 0 | 0 | 0 | 1 | 0 | 0 | 0 | 0 | 0 | 0 | 0 | 1 | 0 | 0 | 0 | 0 | 0 | 0 | 0 | 0 | 0 | 1 | 0 | 0 | 0 | 0 | 0 | 0 | 0 | 0 | 1 | 0 | 0 | 0 | 0 | 0 | 0 | 1 | 0 | 0 | 0 | 0 | 0 | 0 | 0 | 0 | 0 | 1 | 0 | 0 | 0 | 0 | 0 | 0 | 1 | 0 | 0 | 0 | 0 | 0 | 0 | 0 | 0 | 1 | 0 | 0 | 0 | 0 | 0 | 0 | 1 | DE | P2liquid | CCGT | 0 | 0 | 0 | 0 | 0 | 0 | 1
[20 empty] | DE | ALK | fuel_decent | 0 | 0 | 0 | 0 | 0 | 0 | 0 | 1 | [105 empty] | DE | fuel_decent | GT | 0 | 0 | 0 | 0 | 0 | 0 | 1
[20 empty] | DE | ALK | fuel_cent_GH2 | 1 | 1 | 87.699 | 0.0512 | 3.508 | 0 | 0.005 | 15 | [105 empty] | DE | fuel_cent_GH2 | GT | 0 | 0 | 0 | 0 | 0 | 0 | 1
[20 empty] | DE | ALK | fuel_cent_GH2_cav | 1 | 1 | 80.166 | 0.0421 | 3.207 | 0 | 0.005 | 15 | [105 empty] | DE | fuel_cent_GH2_cav | GT | 0 | 0 | 0 | 0 | 0 | 0 | 1
[20 empty] | DE | ALK | fuel_cent_LH2 | 0 | 0 | 0 | 0 | 0 | 0 | 0 | 1 | [105 empty] | DE | fuel_cent_LH2 | GT | 0 | 0 | 0 | 0 | 0 | 0 | 1
[20 empty] | DE | ALK | fuel_cent_LOHC | 0 | 0 | 0 | 0 | 0 | 0 | 0 | 1 | [105 empty] | DE | fuel_cent_LOHC | GT | 0 | 0 | 0 | 0 | 0 | 0 | 1
[20 empty] | DE | ALK | recon_cent_GH2 | 1 | 1 | 87.699 | 0.0512 | 3.508 | 0 | 0.005 | 15 | [105 empty] | DE | recon_cent_GH2 | GT | 0 | 0 | 0 | 0 | 0 | 0 | 1
[20 empty] | DE | ALK | recon_cent_GH2_cav | 1 | 1 | 80.166 | 0.0421 | 3.207 | 0 | 0.005 | 15 | [105 empty] | DE | recon_cent_GH2_cav | GT | 0 | 0 | 0 | 0 | 0 | 0 | 1
[20 empty] | DE | ALK | recon_cent_LH2 | 0 | 0 | 0 | 0 | 0 | 0 | 0 | 1 | [105 empty] | DE | recon_cent_LH2 | GT | 0 | 0 | 0 | 0 | 0 | 0 | 1
[20 empty] | DE | ALK | recon_cent_LOHC | 0 | 0 | 0 | 0 | 0 | 0 | 0 | 1 | [105 empty] | DE | recon_cent_LOHC | GT | 1 | 15.069 | 0.0234 | 0.603 | 0 | 0.005 | 15
[20 empty] | DE | ALK | P2gas | 0 | 0 | 0 | 0 | 0 | 0 | 0 | 1 | [105 empty] | DE | P2gas | GT | 0 | 0 | 0 | 0 | 0 | 0 | 1
[20 empty] | DE | ALK | P2liquid | 1 | 0 | 87.699 | 0.0512 | 3.508 | 0 | 0.005 | 15 | [105 empty] | DE | P2liquid | GT | 0 | 0 | 0 | 0 | 0 | 0 | 1
[20 empty] | DE | DUMMY | fuel_decent | 0 | 0 | 0 | 0 | 0 | 0 | 0 | 1 | [105 empty] | DE | fuel_decent | GE | 0 | 0 | 0 | 0 | 0 | 0 | 1
[20 empty] | DE | DUMMY | fuel_cent_GH2 | 0 | 0 | 0 | 0 | 0 | 0 | 0 | 1 | [105 empty] | DE | fuel_cent_GH2 | GE | 0 | 0 | 0 | 0 | 0 | 0 | 1
[20 empty] | DE | DUMMY | fuel_cent_GH2_cav | 0 | 0 | 0 | 0 | 0 | 0 | 0 | 1 | [105 empty] | DE | fuel_cent_GH2_cav | GE | 0 | 0 | 0 | 0 | 0 | 0 | 1
[20 empty] | DE | DUMMY | fuel_cent_LH2 | 0 | 0 | 0 | 0 | 0 | 0 | 0 | 1 | [105 empty] | DE | fuel_cent_LH2 | GE | 0 | 0 | 0 | 0 | 0 | 0 | 1
[20 empty] | DE | DUMMY | fuel_cent_LOHC | 0 | 0 | 0 | 0 | 0 | 0 | 0 | 1 | [105 empty] | DE | fuel_cent_LOHC | GE | 0 | 0 | 0 | 0 | 0 | 0 | 1
[20 empty] | DE | DUMMY | recon_cent_GH2 | 0 | 0 | 0 | 0 | 0 | 0 | 0 | 1 | [105 empty] | DE | recon_cent_GH2 | GE | 0 | 0 | 0 | 0 | 0 | 0 | 1
[20 empty] | DE | DUMMY | recon_cent_GH2_cav | 0 | 0 | 0 | 0 | 0 | 0 | 0 | 1 | [105 empty] | DE | recon_cent_GH2_cav | GE | 0 | 0 | 0 | 0 | 0 | 0 | 1
[20 empty] | DE | DUMMY | recon_cent_LH2 | 0 | 0 | 0 | 0 | 0 | 0 | 0 | 1 | [105 empty] | DE | recon_cent_LH2 | GE | 0 | 0 | 0 | 0 | 0 | 0 | 1
[20 empty] | DE | DUMMY | recon_cent_LOHC | 0 | 0 | 0 | 0 | 0 | 0 | 0 | 1 | [105 empty] | DE | recon_cent_LOHC | GE | 1 | 15.069 | 0.0234 | 0.603 | 0 | 0.005 | 15
[20 empty] | DE | DUMMY | P2gas | 0 | 0 | 0 | 0 | 0 | 0 | 0 | 1 | [105 empty] | DE | P2gas | GE | 0 | 0 | 0 | 0 | 0 | 0 | 1
[20 empty] | DE | DUMMY | P2liquid | 0 | 0 | 0 | 0 | 0 | 0 | 0 | 1 | [105 empty] | DE | P2liquid | GE | 0 | 0 | 0 | 0 | 0 | 0 | 1
[136 empty] | DE | fuel_decent | PEM-FC | 0 | 0 | 0 | 0 | 0 | 0 | 1
[136 empty] | DE | fuel_cent_GH2 | PEM-FC | 0 | 0 | 0 | 0 | 0 | 0 | 1
[136 empty] | DE | fuel_cent_GH2_cav | PEM-FC | 0 | 0 | 0 | 0 | 0 | 0 | 1
[136 empty] | DE | fuel_cent_LH2 | PEM-FC | 0 | 0 | 0 | 0 | 0 | 0 | 1
[136 empty] | DE | fuel_cent_LOHC | PEM-FC | 0 | 0 | 0 | 0 | 0 | 0 | 1
[136 empty] | DE | recon_cent_GH2 | PEM-FC | 0 | 0 | 0 | 0 | 0 | 0 | 1
[136 empty] | DE | recon_cent_GH2_cav | PEM-FC | 0 | 0 | 0 | 0 | 0 | 0 | 1
[136 empty] | DE | recon_cent_LH2 | PEM-FC | 0 | 0 | 0 | 0 | 0 | 0 | 1
[136 empty] | DE | recon_cent_LOHC | PEM-FC | 0 | 0 | 0 | 0 | 0 | 0 | 1
[136 empty] | DE | P2gas | PEM-FC | 0 | 0 | 0 | 0 | 0 | 0 | 1
[136 empty] | DE | P2liquid | PEM-FC | 0 | 0 | 0 | 0 | 0 | 0 | 1
[136 empty] | DE | fuel_decent | SO-FC | 0 | 0 | 0 | 0 | 0 | 0 | 1
[136 empty] | DE | fuel_cent_GH2 | SO-FC | 0 | 0 | 0 | 0 | 0 | 0 | 1
[136 empty] | DE | fuel_cent_GH2_cav | SO-FC | 0 | 0 | 0 | 0 | 0 | 0 | 1
[136 empty] | DE | fuel_cent_LH2 | SO-FC | 0 | 0 | 0 | 0 | 0 | 0 | 1
[136 empty] | DE | fuel_cent_LOHC | SO-FC | 0 | 0 | 0 | 0 | 0 | 0 | 1
[136 empty] | DE | recon_cent_GH2 | SO-FC | 0 | 0 | 0 | 0 | 0 | 0 | 1
[136 empty] | DE | recon_cent_GH2_cav | SO-FC | 0 | 0 | 0 | 0 | 0 | 0 | 1
[136 empty] | DE | recon_cent_LH2 | SO-FC | 0 | 0 | 0 | 0 | 0 | 0 | 1
[136 empty] | DE | recon_cent_LOHC | SO-FC | 0 | 0 | 0 | 0 | 0 | 0 | 1
[136 empty] | DE | P2gas | SO-FC | 0 | 0 | 0 | 0 | 0 | 0 | 1
[136 empty] | DE | P2liquid | SO-FC | 0 | 0 | 0 | 0 | 0 | 0 | 1
[136 empty] | DE | fuel_decent | DUMMY | 0 | 0 | 0 | 0 | 0 | 0 | 1
[136 empty] | DE | fuel_cent_GH2 | DUMMY | 0 | 0 | 0 | 0 | 0 | 0 | 1
[136 empty] | DE | fuel_cent_GH2_cav | DUMMY | 0 | 0 | 0 | 0 | 0 | 0 | 1
[136 empty] | DE | fuel_cent_LH2 | DUMMY | 0 | 0 | 0 | 0 | 0 | 0 | 1
[136 empty] | DE | fuel_cent_LOHC | DUMMY | 0 | 0 | 0 | 0 | 0 | 0 | 1
[136 empty] | DE | recon_cent_GH2 | DUMMY | 0 | 0 | 0 | 0 | 0 | 0 | 1
[136 empty] | DE | recon_cent_GH2_cav | DUMMY | 0 | 0 | 0 | 0 | 0 | 0 | 1
[136 empty] | DE | recon_cent_LH2 | DUMMY | 0 | 0 | 0 | 0 | 0 | 0 | 1
[136 empty] | DE | recon_cent_LOHC | DUMMY | 0 | 0 | 0 | 0 | 0 | 0 | 1
[136 empty] | DE | P2gas | DUMMY | 0 | 0 | 0 | 0 | 0 | 0 | 1
[136 empty] | DE | P2liquid | DUMMY | 0 | 0 | 0 | 0 | 0 | 0 | 1

## nodes
| % |  | % of demand
| phi_min_res | ev_quant | phi_pro_self | phi_pro_load | phi_rsvr_min
DE | 0.65 | 0 | 0 | 0 | 0
FR | 0.3854 | 0 | 0 | 0 | 0
DK | 0.7136 | 0 | 0 | 0 | 0
BE | 0.2853 | 0 | 0 | 0 | 0
NL | 0.3746 | 0 |  | 0 | 0
PL | 0.1977 | 0 | 0 | 0 | 0
CZ | 0.1195 | 0 | 0 | 0 | 0
AT | 0.7541 | 0 | 0 | 0 | 0
CH | 0 | 0 | 0 | 0 | 0
ES | 0.5582 | 0 | 0 | 0 | 0
IT | 0.4132 | 0 | 0 | 0 | 0
PT | 0.7817 | 0 | 0 | 0 | 0

## scalar
value
c_infes | 1000
c_h_infes | 1000
c_h_dhw_infes | 1000

## Sources
Short titel | Authors | Title | Journal | Number | Pages | Year | URL, accessed October 2018; or doi | Notes
Agora (2013) | Agora Energiewende | Lastmanagement als Beitrag zur Deckung des Spitzenlastbedarfs in Süddeutschland | Endbericht einer Studie von Fraunhofer ISI und der Forschungsgesellschaft für Energiewirtschaft. |  |  | 2013 | https://www.agora-energiewende.de/fileadmin2/Projekte/2012/Lastmanagement-als-Beitrag-zur-Versorgungssicherheit/Agora_Studie_Lastmanagement_Sueddeutschland_Zwischenergebnisse_web.pdf
Bertuccioli et al.(2014) | Luca Bertuccioli (E4tech) Alvin Chan (Element Energy) David Hart (E4tech) Franz Lehner (E4tech) Ben Madden (Element Energy) Eleanor Standen (Element Energy) | Development of water electrolysis in the european union. | E4tech, ElementEnergy |  |  | 2014 | https://www.fch.europa.eu/sites/default/files/study%20electrolyser_0-Logos_0_0.pdf
BNetzA (2014)
Bouwkamp et al. (2017) | Nico Bouwkamp, Al Burgunder, Dan Casey, Amgad Elgowainy, Leah Fisher, Jim Merritt, Eric Miller, Guillaume Petitpas, Aashish Rohatgi, Neha Rustagi, Jim Simnick, Herie Soto, James Vickers | hydrogen delivery technical team roadmap | U.S. Drive |  |  | 2017 | https://www.energy.gov/sites/prod/files/2017/08/f36/hdtt_roadmap_July2017.pdf
dena (2012) | Deutsche Energie-Agentur (dena) | Integration der erneuerbaren Energien in den deutschen/euroäaischen Strommarkt |  |  |  | 2012 | http://www.pfbach.dk/firma_pfb/dena_endbericht_integration_ee_2012.pdf
DLR et al (2012) | Deutsches Zentrum für Luft- und Raumfahrt (DLR) - Institut für Technische Thermodynamik, Abt. Systemanalyse und Technikbewertung, Fraunhofer Institut für Windenergie und Energiesystemtechnik (IWES), and Ingenieurbüro für neue Energien (IFNE) | Langfristszenarien und Strategien für den Ausbau der erneuerbaren Energien in Deutschland bei Berücksichtigung der Entwicklung in Europa und global - Schlussbericht |  |  |  | 2012 | https://www.dlr.de/dlr/Portaldata/1/Resources/bilder/portal/portal_2012_1/leitstudie2011_bf.pdf
Elgowainy et al. (2015) | Elgowainy, A., Reddi, K., Mintz, M., and Brown, D. | H2A delivery scenario, analysis model version 3.0 (HDsam 3.0). | Argonne National Laboratory |  |  | 2015 | https://hdsam.es.anl.gov/index.php?content=hdsam
Eypasch et al. (2017) | Eypasch, M., Schimpe, M., Kanwar, A., Hartmann, T., Herzog, S., Frank, T., and Hamacher, T. | Model-based techno-economic evaluation of an electricity storage system based on liquid organic hydrogen carriers. | Applied Energy | 185 | 320-330 | 2017 | https://doi.org/10.1016/j.apenergy.2016.10.068
Flexmex |  | Assumption from the project flexmex
Frontier (2014) | Frontier Economics and Formaet Services GmbH | Strommarkt in Deutschland - Gewährleistet das derzeitige Marktdesign Versorgungssicherheit? | Bericht für das Bundesministerium für Wirtschaft und Energie (BMWi) |  |  | 2014 | https://www.bmwi.de/Redaktion/DE/Publikationen/Studien/strommarkt-in-deutschland-gewaehrleistung-das-derzeitige-marktdesign-versorgungssicherheit.pdf?__blob=publicationFile&v=5
Gils (2014) | Gils, Hans-Christian | Assessment of the theoretical demand response potential in Europe | Energy | 67 | 1-18 | 2014 | dx.doi.org/10.1016/j.energy.2014.02.019
H2Mobility (2010) |  | 70MPa Hydrogen Refuelling Station Standardization - Function Description of Station Modules. | Mimeo |  |  | 2010
Kasten and Hacker (2014) | Kasten, Peter and Florian Hacker | Two electric mobility scenarios for Germany: Market Development and their impact on CO2 emissions of passenger cars | DEFINE. Final report. |  |  | 2014 | https://www.ihs.ac.at/projects/define/files/DEFINE-Oeko-english-version.pdf
Klobasa (2007) | Klobasa, Martin | Dynamische Simulation eines Lastmanagements und Integration von Windenergie in ein Elektrizitätsnetz auf Landesebene unter regelungstechnischen und Kostengesichtspunkten | PhD dissertation, ETH Zurich |  |  | 2007 | http://publica.fraunhofer.de/eprints/urn_nbn_de_0011-n-686156.pdf
Kruck et al. (2013) | Olaf Kruck , Fritz Crotogino,Ruth Prelicz , Tobias Rudolph | Assessment of the potential, the actors and relevant business cases for large scale and seasonal storage of renewable electricity by hydrogen underground storage in Europe. | New Energy World |  |  | 2013 | https://www.fch.europa.eu/sites/default/files/project_results_and_deliverables/D3.1_Overview%20of%20all%20known%20underground%20storage%20technologies%20%28ID%202849643%29.pdf
Kunz et al (2017) | Friedrich Kunz, Mario Kendziorski, Wolf-Peter Schill, Jens Weibezahn, Jan Zepter, Christian von Hirschhausen, Philipp Hauser, Matthias Zech, Dominik Möst, Sina Heidari, Björn Felten, and Christoph Weber | Electricity, Heat, and Gas Sector Data for Modeling the German System | DIW Data Documentation | 92 |  | 2017 | https://www.diw.de/documents/publikationen/73/diw_01.c.574130.de/diw_datadoc_2017-092.pdf
O'Dwyer et al. (2018 | Ciara O'Dwyer, Muhammad Anwar, Joseph Dillon, Mostafa Bakhtvar, Giuseppina Butitta, Carlos Andrade Cabrera, Karlis Balputnis, Zane Broka, Jengenijs Kozadajevs, Antans Sauhats, Topi Rasku, Juha Kiviluoma, Wolf-Peter Schill, Alexander Zerrahn | Cost benefit analysis of SETS and alternative local small-scale storage options | Project Report D3.6 H2020 RealValue |  |  | 2018 | http://www.realvalueproject.com/images/uploads/documents/D3.6_Final_v1.pdf
Langas (2015) | Henning G. Langås | Large scale hydrogen production | NEL Hydrogen |  |  | 2015 | https://www.sintef.no/contentassets/9b9c7b67d0dc4fbf9442143f1c52393c/9-hydrogen-production-in-large-scale-henning-g.-langas-nel-hydrogen.pdf
McClaine et al. (2015) | Andrew W. McClaine , Kenneth Brown , David D. G. Bowen | Magnesium hydride slurry: A better answer to hydrogen storage | Journal of Energy Resources Technology | 137 (6) | 061201-9 | 2015 | https://doi.org/10.1115/1.4030398
Müller et al. (2015) | Karsten Müller,Katharina Stark, Vladimir N. Emel’yanenko, Mikhail A. Varfolomeev, Dzmitry H. Zaitsau, Evgeni Shoifet, Christoph Schick, Sergey P. Verevkin, Wolfgang Arlt | Liquid Organic Hydrogen Carriers: Thermophysical and Thermochemical Studies of Benzyl- and Dibenzyl-toluene Derivatives | Industrial & Engineering Chemistry Research | 54(32) | 7967–7976 | 2015 | https://doi.org/10.1021/acs.iecr.5b01840
Nexant et al. (2008) | Nexant, Inc., Air Liquide, Argonne National Laboratory, Chevron Technology Venture, Gas Technology Institute, National Renewable Energy Laboratory, Pacific Northwest National Laboratory, and TIAX LLC | H2A Hydrogen Delivery Infrastructure Analysis Models and Conventional Pathway Options Analysis Results | Nexant |  |  | 2008 | https://www.energy.gov/sites/prod/files/2014/03/f9/nexant_h2a.pdf
Pape et al (2014) | C. Pape, N. Gerhard, P. Härtel, A. Scholz, R. Schwinn, T. Drees, A. Maaz, J. Sprey, C. Breuer, A. Moser, F. Sailer, S. Reuter, and T. Müller | Roadmap Speicher. Bestimmung des Speicherbedarfs in Deutschland imeuropäischen Kontext und Ableitung vontechnisc-ökonomischen sowie rechtlichen Handlungsempfehlungen für die Speicherförderung. Endbericht. |  |  |  |  | http://www.fvee.de/fileadmin/publikationen/Politische_Papiere_FVEE/14.IWES_Roadmap-Speicher/14_IWES-etal_Roadmap_Speicher_Langfassung.pdf
Parks et al. (2014) | George Parks, Robert Boyd, John Cornish, Robert Remick | Hydrogen station compression, storage, and dispensing technical status and costs: Systems integration. | NREL |  |  | 2014 | https://www.hydrogen.energy.gov/pdfs/58564.pdf
Plötz et al (2014) | Plötz, Patrick, Till Gnann, André Kühn, and Martin Wietschel | Markthochlaufszenarien für Elektrofahrzeuge. Langfassung | Studie im Auftrag der acatech – Deutsche Akademie der Technikwissenschaften und der Arbeitsgruppe 7 der Nationalen Plattform Elektromobilität (NPE). Fraunhofer ISI. |  |  | 2014 | https://www.isi.fraunhofer.de/content/dam/isi/dokumente/cce/2014/Fraunhofer-ISI-Markthochlaufszenarien-Elektrofahrzeuge-Langfassung.pdf
regelleistung.net (2014a,b) | regelleistung.net | Daten zur Regelenergie |  |  |  |  | https://www.regelleistung.net/ext/tender/ | Current (Oct 2018) link
Reuss et al. (2017) | M. Reuß, T. Grube, M. Robinius, P. Preuster, P. Wasserscheid, D. Stolten | Seasonal storage and alternative carriers: A flexible hydrogen supply chain model | Applied Energy | 200 | 290-302 | 2017 | https://doi.org/10.1016/j.apenergy.2017.05.050
Runge et al. (2019) | Philipp Runge, Christian Sölch, Jakob Albert, Peter Wasserscheid, GregorZöttl, Veronika Grimm | Economic comparison of different electric fuels for energy scenarios in 2035 | Applied Energy | 233-234 | 1078-1093 | 2019 | https://doi.org/10.1016/j.apenergy.2018.10.023
Schlesinger et al (2014
Schmidt et al. (2017) | Schmidt O, Gambhir A, Staffell I, Hawkes A, Nelson J, Few S | Future cost and performance of water electrolysis: An expert elicitation study | International Journal of Hydrogen Energy | 42(52) | 30470–30492 | 2017 | https://doi.org/10.1016/j.ijhydene.2017.10.045
Scholz (2012)
Schröder et al (2013) | Schröder, Andreas, Friedrich Kunz, Jan Meiss, Roman Mendelevitch, and Christian von Hirschhausen | Current and prospective costs of electricity generation until 2050 | DIW Data Documentation | 68 |  | 2013 | https://www.diw.de/documents/publikationen/73/diw_01.c.424566.de/diw_datadoc_2013-068.pdf
VDE (2012a) | Verband der Elektrotechnik, Elektronik und Informationstechnik (VDE) | Erneuerbare Energie braucht flexible Kraftwerke - Szenarien bis 2020# |  |  |  | 2012 | https://shop.vde.com/de/vde-studie-erneuerbare-energie-braucht-flexible-kraftwerke-3
Stolzenburg and Mubbala (2013) | K. Stolzenburg and R. Mubbala | Integrated design for demonstration of eﬃcient liquefaction of hydrogen (idealhy) | New Energy World |  |  | 2013 | https://www.idealhy.eu/uploads/documents/IDEALHY_D3-16_Liquefaction_Report_web.pdf
Stolzenburg et al. (2014) | Stolzenburg, K., Hamelmann, R., Wietschel, M., Genoese, F., Michaelis, J., Lehmann, J., Miege, A., Krause, S., Sponholz, C., Donadei, S., Crotogino, F., Acht, A., and Horvath, P.-L. | Integration von wind-wasserstoﬀ-systemen in das energiesystem. Analysis on behalf of Nationale Organisation Wasserstoﬀ-und Brennstoffzellentechnologie GmbH | Nationale Organisation Wasserstoﬀ-und Brennstof- fzellentechnologie GmbH |  |  | 2014 | https://www.now-gmbh.de/content/1-aktuelles/1-presse/20140402-abschlussbericht-zur-integration-von-wind-wasserstoff-systemen-in-das-energiesystem-ist-veroeffentlicht/abschlussbericht_integration_von_wind-wasserstoff-systemen_in_das_energiesystem.pdf
Teichmann et al. (2012) | Daniel Teichmann, Wolfgang Arlt, Peter Wasserscheid | Liquid organic hydrogen carriers as an eﬃcient vector for the transport and storage of renewable energy | International Journal of Hydrogen Energy | 37(23) | 18118-18132 | 2012 | https://doi.org/10.1016/j.ijhydene.2012.08.066
US DOE (2015) |  | Fuel cell technologies program - multi-year research, development, and demonstration plan - chapter 3.2: hydrogen delivery. | US DOE |  |  | 2015 | https://www.energy.gov/sites/prod/files/2015/08/f25/fcto_myrdd_delivery.pdf
Ziegenhagen (2013) | Ziegenhagen, Inka | Impact of Increasing Wind and PV Penetration Rates on Control Power Capacity Requirements in Germany | Master's thesis. University of Leipzig |  |  | 2013 | https://tu-dresden.de/bu/wirtschaft/ee2/ressourcen/dateien/dateien/ordner_enerday/ordner_enerday2013/ordner_vortrag/Hirth_Ziegenhagen_2013-Control_Power_Enerday.pdf?lang=de | Shortened version
Welder (2019) | Welder, L., Stenzel, P., Ebersbach, N., Markewitz, P., Robinius, M., Emonts, B., Stolten, D. | Design and evaluation of hydrogen electricity reconversion pathways in national energy systems using spatially and temporally resolved energy system optimization | International Journal of Hydrogen Energy | 44 |  | 2019 | https://doi.org/10.1016/j.ijhydene.2018.11.194

## py
symbol | sheet_name | startcell | rdim | cdim | type
n | spatial | N5 | 0 | 1 | set
tech | Technologies | B6 | 1 | 0 | set
headers_tech | Technologies | E5 | 0 | 1 | set
tech_dispatch | Technologies | D6 | 1 | 0 | set
tech_res_con | Technologies | C6 | 1 | 0 | set
sto | storage | B6 | 1 | 0 | set
headers_sto | storage | C5 | 0 | 1 | set
rsvr | reservoir | B6 | 1 | 0 | set
headers_reservoir | reservoir | C5 | 0 | 1 | set
dsm | DSM | B6 | 1 | 0 | set
headers_dsm | DSM | D5 | 0 | 1 | set
dsm_type | DSM | C6 | 1 | 0 | set
l | spatial | A6 | 1 | 0 | set
headers_topology | spatial | B5 | 0 | 1 | set
ev | EV | B6 | 1 | 0 | set
headers_ev | EV | C5 | 0 | 1 | set
headers_prosumage_generation | prosumage | C5 | 0 | 1 | set
headers_prosumage_storage | prosumage | I5 | 0 | 1 | set
reserves | reserves | B6 | 1 | 0 | set
headers_reserves | reserves | F5 | 0 | 1 | set
reserves_up_down | reserves | C6 | 1 | 0 | set
reserves_spin_nonspin | reserves | D6 | 1 | 0 | set
reserves_prim_nonprim | reserves | E6 | 1 | 0 | set
bu | heat | B6 | 1 | 0 | set
ch | heat | C6 | 1 | 0 | set
heat_storage | heat | D6 | 1 | 0 | set
heat_hp | heat | E6 | 1 | 0 | set
heat_elec | heat | F6 | 1 | 0 | set
heat_fossil | heat | G6 | 1 | 0 | set
headers_heat | heat | H5 | 0 | 1 | set
h2_tech | P2H2 | B6 | 1 | 0 | set
h2_channel | P2H2 | H6 | 1 | 0 | set
h2_tech_recon | P2H2 | Q6 | 1 | 0 | set
headers_h2_parameters_table1 | P2H2 | C5 | 0 | 1 | set
headers_h2_parameters_table2 | P2H2 | I5 | 0 | 1 | set
headers_h2_parameters_table3 | P2H2 | R5 | 0 | 1 | set
headers_h2_parameters_table4 | P2H2 | Y5 | 0 | 1 | set
headers_h2_parameters_table5 | P2H2 | AK5 | 0 | 1 | set
headers_h2_parameters_table6 | P2H2 | AX5 | 0 | 1 | set
headers_h2_parameters_table7 | P2H2 | FC5 | 0 | 1 | set
headers_h2_parameters_table8 | P2H2 | FO5 | 0 | 1 | set
headers_h2_parameters_table9 | P2H2 | FX5 | 0 | 1 | set
headers_h2_parameters_table10 | P2H2 | GC5 | 0 | 1 | set
technology_data_upload | Technologies | A5 | 4 | 1 | par
storage_data | storage | A5 | 2 | 1 | par
reservoir_data | reservoir | A5 | 2 | 1 | par
dsm_data_upload | DSM | A5 | 3 | 1 | par
topology_data | spatial | A5 | 1 | 1 | par
inc | spatial | M5 | 1 | 1 | par
ev_data | EV | A5 | 2 | 1 | par
prosumage_data_generation | prosumage | A5 | 2 | 1 | par
prosumage_data_storage | prosumage | G5 | 2 | 1 | par
reserves_data_upload | reserves | A5 | 5 | 1 | par
heat_data_upload | heat | A5 | 7 | 1 | par
h2_parameter_data_table1 | P2H2 | A5 | 2 | 1 | par
h2_parameter_data_table2 | P2H2 | G5 | 2 | 1 | par
h2_parameter_data_table3 | P2H2 | P5 | 2 | 1 | par
h2_parameter_data_table4 | P2H2 | W5 | 2 | 1 | par
h2_parameter_data_table5 | P2H2 | AH5 | 3 | 1 | par
h2_parameter_data_table6 | P2H2 | AV5 | 2 | 1 | par
h2_parameter_data_table7 | P2H2 | EZ5 | 3 | 1 | par
h2_parameter_data_table8 | P2H2 | FM5 | 2 | 1 | par
h2_parameter_data_table9 | P2H2 | FW5 | 1 | 1 | par
h2_parameter_data_table10 | P2H2 | GB5 | 1 | 1 | par
headers_nodes | nodes | B3 | 0 | 1 | set
headers_scalar | scalar | A4 | 1 | 0 | set
nodes_data_upload | nodes | A3 | 1 | 1 | par
scalar_data_upload | scalar | A4 | 1 | 0 | par